## PrutSiretHydromorph by Arrays
ANNEX 13 (M5.3.2, M5.3.3). Full list of measures in the Prut and Siret sub-basins
PROGRAMME OF EVENTS TABLE TO FILL IN
№ | The main water and environmental problem | Subproblem | Event. (according to the Resolution of the Cabinet of Ministers of Ukraine No. 336) | Type of event | Name of the event | Description of the event | Technical description | Entity | Restoring the damage caused by the war | The event is included in the Recovery Plan of Ukraine | Number of people affected by the event | River basin | Sub-basin | Area. | District | Territorial community (TC) | IPR or category of IPR | MPV/MPZV code | Assessment of the risk of not achieving good status of the MHM/MPP | Ecological status of the MWR or quantitative status of the MWR | Chemical state of the MPV or MPZV | Areas to be protected | Unit of measurement | [5 empty] | Number of units | [5 empty] | Cost of investment per unit | Total cost of investment | Unit cost of operation and maintenance | Total cost of operation and maintenance | Total cost of the event | Indicate the date on which the calculations were made in columns 24-28 | Programme. | Sources of funding | Body/organisation responsible for implementation | Implementation period | Priority. | Comments, sources of information | Who proposed the event | When an event is proposed
[9 empty] | Yes / No | yes/no | thousands of people | [7 empty] | At risk / No risk |  |  |  | thousandm3/day | м3 | km | ha | tonnes | others | thousandm3/day | м3 | km | ha | tonnes | others | million UAH | million UAH | million UAH | million UAH | million UAH |  |  |  |  | years
| 1 | 2 | 3 | 4 | 5 | 6 | 7 | 8 | 9 | 10 | 11 | 12 | 13 | 14 | 15 | 16 | 17 | 18 | 19 | 20 | 21 | 22 | 23 | [5 empty] | 24 | [5 empty] | 25 | 26 | 27 | 28 | 29 | 30 | 31 | 32 | 33 | 34 | 35 | 36 | 37 | 38
1 | GWP 1, GWP 2, GWP 3 | - | 8.1.1.,8.1.2.,8.1.3. | КТМ - 1,4,8,13,16,21,24,25 | Reconstruction of sewage treatment facilities in Vorokhta, 31 Hoverlyanska St. Vorokhtyanska TG Nadvirna district, Ivano-Frankivsk region | General mandatory data on the CSP operator: 1.Balance holder: State Enterprise "Vorokhtya Highland Training and Sports Base "Zaroslyak" 2.EDRPOU code: 20549521 3.Water user code: 260281 4. Information on the operation of the WTP (01.01.2023) Waste water discharged per year, thousand cubic metres in total: 4.5 - without treatment: 0 - insufficiently treated - 0 - normatively clean (without treatment): 0 - normatively treated at treatment facilities: 4.5 - biological treatment: - Physical and chemical treatment: 0 - mechanical: 0 - capacity of treatment facilities after treatment from which waste water is discharged into water bodies: 16.4 including those that provide regulatory treatment: 0 - capacity of treatment facilities, after treatment of which wastewater is discharged to irrigation fields, filtration fields, storage tanks and cesspools: 0 | 1. Number of sewage treatment systems (STS) - actual - 1 - plan - 1 2. Method of wastewater treatment - actual - MECH (1)/BIO (2) - plan - MECH(1)/BIO(2)/. 3. Capacity of the facilities after which wastewater is discharged to the WWTP - actual - 0.045 thousand m3/day (0.0164 million m3/year) - plan - 0.045 thousand m3/day (0.0164 million m3/year) 4. Residual sludge (sludge) - actual - untreated (storage) - plan - treatment (partial processing) 5. Stormwater drainage (SWD) - collector-drainage water (rain and melt) - fact - absent - plan - treatment of stormwater drainage system 6. Climate neutrality - fact - outdated pumping equipment is used - plan - replacement of equipment, installation of modern energy-saving equipment | SE "Vorokhtya Highland Training and Sports Base "Zaroslyak" | no | no | 2.2 | M5.3 Danube River Basin Region | M5.3.2 Prut River sub-basin | Ivano-Frankivsk | Nadvirnianskyi | Vorokhtyanskaya | Prut River | UA_M5.3.2_0001 | possibly at risk | not established | not established | Carpathian National Nature Park | х | [5 empty] | 0.045 | [5 empty] | 32 | 1.44 |  |  | 1.44 | 2023 р. | The Drinking Water of Ukraine Programme, the Programme "Protection of the environment in Ivano-Frankivsk oblast". Environment Protection of Ivano-Frankivsk Region until 2025", | state, local budgets, other budgets not prohibited by law | SE "Vorokhtya Highland Training and Sports Base "Zaroslyak" | 2025-2030 | 2 (average) | There is no design and construction project, an approximate calculation was made (expert opinion) | SE "Vorokhtya Highland Training and Sports Base "Zaroslyak" | 2023 р.
2 | GWP 1, GWP 2, GWP 3 |  | 8.1.1., 8.1.2., 8.1.3 | КТМ - 1,4,8,13,16,21,24,25 | Construction of sewage treatment plants and drainage networks in Yablunytsia village, Polyanitska TG, Ivano-Frankivsk region | General (mandatory) data on the CSP operator: 1. Balance holder: Polyanytsia village council 2. EDRPOU code: 25596005 3. Water user code: not available 4. Information on the operation of the WWTP (as of 01.01.2023) discharged waste water per year, thousand cubic metres - total: 0 - without treatment: 0 - insufficiently treated: 0 - normatively clean (without purification): 0 - normatively treated at treatment plants: 0 - biological treatment: 0 - physical and chemical treatment: 0 - mechanical: 0 - capacity of treatment facilities, after which the waste water is discharged into water bodies: 0 including those that provide regulatory treatment: 0 capacity of treatment facilities, after treatment of which return (waste) water is discharged to irrigation fields, terrain, filtration fields, storage tanks and cesspools: 0 | 1. Number of sewage treatment systems (STS): - actual - 0 - plan - 1 2. Method of wastewater treatment - actual - none - plan - MECH (1)/BIO (2) 3. Capacity of facilities after which wastewater is discharged to the surface water body (SWB) - actual - 0 thousand m3/day (0 million m3/year) - plan - 0.6 thousand m3/day (0.219 million m3/year) 4. Residual sediment (sludge) - actual - none - plan - treatment (partial recycling) 5. Stormwater drainage (SW) - collector-drainage water (rain and melt) - fact - absent - plan - treatment of storm water drainage system 6. Access to sanitation (connection of the population to the SSS (%) number of subscribers (population) of the territorial community (TC) - actual - 0 % / 0 thousand people - plan - 100%/2.4 thousand people 7. Climate neutrality - plan - installation of modern energy-saving equipment | Polianytsia village council | no | no | 2.4 | M5.3 Danube River Basin Region | M5.3.2 Prut River sub-basin | Ivano-Frankivsk | Nadvirnianskyi | Polyanitskaya | Prut River | UA_M5.3.2_0001 | possibly at risk | not established | not established | Carpathian National Nature Park | х | [5 empty] | 0.6 | [5 empty] | 32 | 19.2 |  |  | 19.2 | 2023 | Drinking Water of Ukraine Programme | state, local budgets, other budgets not prohibited by law | Polyanytska TG | 2025-2030 | 2 (average) | No design and construction project Estimated calculations (expert opinion) | Polyanytska TG | 2023 р.
3 | GWP 1, GWP 2, GWP 3 | - | 8.1.1., 8.1.2., 8.1.3 | КТМ - 1,4,8,13,16,21,24,25 | Construction of sewage treatment plants and drainage networks in Vorokhta village Polyanytska TG Nadvirna district, Ivano-Frankivsk region | General (mandatory) data on the CSP operator: 1. Balance holder: Municipal utility company 2. EDRPOU code: 32356196 3. Water user code: 260759 4. Information on the operation of the WTP (as of 01.01.2023) discharged waste water per year, thousand cubic metres - total: 16,0 - without treatment: 0 - insufficiently treated: 0 - normatively clean (without purification): 0 - normatively treated at treatment plants: 16,0 - biological treatment: 16,0 - physical and chemical treatment: 0 - mechanical - 0 - capacity of treatment facilities that discharge waste water into water bodies after treatment: 36.5 including those that provide regulatory treatment: 0 capacity of treatment facilities, after treatment of which waste water is discharged to irrigation fields, terrain, filtration fields, storage tanks and cesspools: 0 | 1. Number of sewage treatment systems (STS) : - actual - 1 - plan - 1 2. Method of wastewater treatment - actual - MECH (1)/BIO (2) - plan - MECH (1)/BIO (2) 3. Capacity of the facilities after which wastewater is discharged to the WWTP - actual - 0.1 thousand m3/day (0.0365 million m3/year) - plan - 1.1 thousand m3/day (0.401 million m3/year) 4. Residual sludge (sludge) - actual - untreated (storage) - plan - treatment (partial processing) 5. Stormwater drainage (SWD) - collector-drainage water (rain and melt) - fact - MECH (1) - plan - additional treatment of CS/ MECH(1)/BIO(2) 6. Access to sanitation (connection of the population to the SSS (%) number of subscribers (population) of the territorial community (TC) - actual - 100%/4.24 thousand people - plan - 100%/4.24 thousand people 7. Climate neutrality - actual - use of outdated pumping equipment - plan - replacement of equipment, installation of modern energy-saving equipment | Village utility company | no | no | 4.24 | M5.3 Danube River Basin Region | M5.3.2 Prut River sub-basin | Ivano-Frankivsk | Nadvirnianskyi | Vorokhtyanskaya | Prut River | UA_M5.3.2_0003 | without compromising environmental goals | not established | not established | Carpathian National Nature Park | х | [5 empty] | 1.1 | [5 empty] | 30.84 | 33.92 |  |  | 33.92 | 2023 | Drinking Water of Ukraine Programme | state, local budgets, other budgets not prohibited by law | Vorokhtyanskaya TG | 2025 | 2 (average) | There is no design and construction project, approximate calculations have been made (expert opinion) | BOULEVARD of the Prut and Siret | 2023 р.
4 | GWP 1, GWP 2, GWP 3 | - | 8.1.1., 8.1.2., 8.1.3 | КТМ - 1,4,8,13,16,21,24,25 | Construction of wastewater treatment facilities and sewage networks in the city of Yaremche Yaremche TG Nadvirna district Ivano-Frankivsk region | General mandatory data on the CSP operator: 1.Balance holder: Production Department of Water Supply and Sewerage 2.EDRPOU code: 30280534 3.Water user code: 260209 4. Information on the operation of the WSS (01.01.2023) Wastewater discharged per year thousand m3 in total: 178.9 - without treatment: 0 - normatively clean (without treatment): 0 - normatively treated at treatment plants: 178.9 - biological treatment: 178.9 - physical and chemical treatment: 0 - mechanical: 0 - capacity of treatment facilities after treatment from which waste water is discharged into water bodies: 438.0 including those that provide regulatory treatment: - - capacity of treatment facilities after which wastewater is discharged to irrigation fields, filtration fields, storage tanks and cesspools: 0 | 1. Number of sewage treatment systems (STS) - actual - 1 - plan - 1 2. Method of wastewater treatment - actual - MECH (1)/BIO (2) - plan - MECH (1)/BIO (2)/TRO (3) 3. Capacity of facilities after which wastewater is discharged to the WWTP - actual - 1.2 thousand m3/day (0.438 million m3/year) - plan - 2.0 thousand m3/day (0.730 million m3/year) 4. Residual sludge (sludge) - actual - untreated (storage) - plan - treatment (partial processing) 5. Storm sewerage (CS) - collector-drainage water (rain and melt) - actual - mechanical / MECH (1) - plan - additional treatment of the stormwater / MECH (1)/BIO (2) 6. Access to sanitation (connection of the population to the SSS (%) number of subscribers (population) of the territorial community (TC) - actual - 35.0%/8,044 thousand people - plan - 86.0% / 20.0 thousand people 7. Climate neutrality - actual - use of outdated pumping equipment - plan - replacement of equipment, installation of modern energy-saving equipment | Production Department of Water Supply and Sewerage Services | no | no | 20 | M5.3 Danube River Basin Region | M5.3.2 Prut River sub-basin | Ivano-Frankivsk | Nadvirnianskyi | Yaremche | Prut River | UA_M5.3.2_0004 | at risk | not established | not established | Carpathian National Nature Park | х | [5 empty] | 2 | [5 empty] | 68 | 136 |  |  | 136 | 2022 | Drinking Water of Ukraine Programme | state, local budgets, other budgets not prohibited by law | Construction Management Department of Ivano-Frankivsk Regional State Administration | 2025 | 2 (average) | There is no design and construction project, approximate calculations have been made (expert opinion) | Yaremche TG | 2023 р.
5 | GWP 1, GWP 2, GWP 3 | - | 8.1.1., 8.1.2., 8.1.3 | КТМ - 1,4,8,13,16,21,24,25 | Construction of sewage treatment plants and drainage networks in the village of Mykulychyn Yaremche TG Nadvirna district, Ivano-Frankivsk region | General (mandatory) data about the CSP operator: 1. Balance holder: SCP "Dobrobut M" 2. EDRPOU code: 38335716 3. Water user code: not available 4. Information on the operation of the WWTP (as of 01.01.2023) discharged waste water per year, thousand cubic metres - total: 0 - without treatment: 0 - insufficiently treated: 0 - normatively clean (without purification): 0 - normatively treated at treatment plants: 0 - biological treatment: 0 - physical and chemical treatment: 0 - mechanical: 0 - capacity of treatment facilities, after which the waste water is discharged into water bodies: 0.0 thousand cubic metres including those that provide regulatory treatment: 0 capacity of treatment facilities, after treatment of which return (waste) water is discharged to irrigation fields, terrain, filtration fields, storage tanks and cesspools: 0 | 1. Number of sewage treatment systems (STS): - actual - 0 - plan - 1 2. Method of wastewater treatment - actual - none - plan - MECH (1) / BIO (2) 3. Capacity of facilities after which wastewater is discharged to the surface water body (SWB) - actual - 0 thousand m3/day (0 million m3/year) - plan - 1.0 thousand m3/day (0.365 million m3/year) 4. Residual sediment (sludge) - fact - not available - plan - treatment (partial recycling) 5. Stormwater drainage (SW) - collector-drainage water (rain and melt) - fact - not available - plan - treatment of storm water drainage system 6. Access to sanitation (connection of the population to the SSS (%) number of subscribers (population) of the territorial community (TC) - actual - 0 / 0 thousand people - plan - 100 % / 4.0 thousand people 7. Climate neutrality - plan - installation of modern energy-saving equipment | Dobrobut M Insurance Company | no | no | 4 | M5.3 Danube River Basin Region | M5.3.2 Prut River sub-basin | Ivano-Frankivsk | Nadvirnianskyi | Yaremche | Prut River | UA_M5.3.2_0004 | at risk | not established | not established | Carpathian National Nature Park | х | [5 empty] | 1 | [5 empty] | 32 | 32 |  |  | 32 | 2021 | Programme "Drinking Water of Ukraine", letter of Yaremche City Council dated 28.09.2022 No. 1843/01-57/03 | state, local budgets, other budgets not prohibited by law | Dobrobut M Insurance Company | 2025-2027 | 2 (average) | There is no design and construction project, approximate calculations have been made (expert opinion) | Yaremche TG | 2022 р.
6 | GWP 1, GWP 2, GWP 3 |  | 8.1.1., 8.1.2., 8.1.3 | КТМ - 1,4,8,13,16,21,24,25 | Construction of sewage treatment plants and drainage networks in Zarichchya village, Delyatynska TG, Nadvirna district, Ivano-Frankivsk region | General (mandatory) data on the CSP operator: 1. Balance sheet holder: Delyatyn village council 2. EDRPOU code: 04354539 3. Water user code: not available 4. Information on the operation of the WWTP (as of 01.01.2023) discharged waste water per year, thousand cubic metres - total: 0 - without treatment: 0 - insufficiently treated: 0 - normatively clean (without purification): 0 - normatively treated at treatment plants: 0 - biological treatment: 0 - physical and chemical treatment: 0 - mechanical: 0 - capacity of treatment facilities, after which the waste water is discharged into water bodies: 0 including those that provide regulatory treatment: 0 capacity of treatment facilities, after treatment of which return (waste) water is discharged to irrigation fields, terrain, filtration fields, storage tanks and cesspools: 0 | 1. Number of sewage treatment systems (STS): - actual - 0 - plan - 1 2. Method of wastewater treatment - actual - none - plan - MECH (1)/BIO (2) 3. Capacity of facilities after which wastewater is discharged to the surface water body (SWB) - actual - 0 thousand m3/day (0 million m3/year) - plan - 1.0 thousand m3/day (0.365 million m3/year) 4. Residual sediment (sludge) - actual - none - plan - treatment (partial recycling) 5. Stormwater drainage (SW) - collector-drainage water (rain and melt) - fact - absent - plan - treatment of storm water drainage system 6. Access to sanitation (connection of the population to the SSS (%) number of subscribers (population) of the territorial community (TC) - actual - 0 % / 0 thousand people - plan - 100%/4.0 thousand people 7. Climate neutrality - plan - installation of modern energy-saving equipment | Delyatyn village council | no | no | 4 | M5.3 Danube River Basin Region | M5.3.2 Prut River sub-basin | Ivano-Frankivsk | Nadvirnianskyi | Deliatynska | Prut River | UA_M5.3.2_0004 | at risk | not established | not established | Carpathian National Nature Park | х | [5 empty] | 1 | [5 empty] | 32 | 32 |  |  | 32 | 2023 | Drinking Water of Ukraine Programme | state, local budgets, other budgets not prohibited by law | Delyatynska TG | 2025-2030 | 2 (average) | There is no design and construction project, approximate calculations have been made (expert opinion) | BOULEVARD of the Prut and Siret | 2023 р.
7 | GWP 1, GWP 2, GWP 3 |  | 8.1.1., 8.1.2., 8.1.3 | КТМ - 1,4,8,13,16,21,24,25 | Construction of sewage treatment plants and drainage networks in Chornyi Potik village, Delyatynska TG, Nadvirna district, Ivano-Frankivsk region | General (mandatory) data on the CSP operator: 1. Balance sheet holder: Delyatyn village council 2. EDRPOU code: 04354539 3. Water user code: not available 4. Information on the operation of the WWTP (as of 01.01.2023) discharged waste water per year, thousand cubic metres - total: 0 - without treatment: 0 - insufficiently treated: 0 - normatively clean (without purification): 0 - normatively treated at treatment plants: 0 - biological treatment: 0 - physical and chemical treatment: 0 - mechanical: 0 - capacity of treatment facilities, after which the waste water is discharged into water bodies: 0 including those that provide regulatory treatment: 0 capacity of treatment facilities, after treatment of which return (waste) water is discharged to irrigation fields, terrain, filtration fields, storage tanks and cesspools: 0 | 1. Number of sewage treatment systems (STS): - actual - 0 - plan - 1 2. Method of wastewater treatment - actual - none - plan - MECH (1)/BIO (2) 3. Capacity of facilities after which wastewater is discharged to the surface water body (SWB) - actual - 0 thousand m3/day (0 million m3/year) - plan - 0.75 thousand m3/day (0.274 million m3/year) 4. Residual sediment (sludge) - actual - none - plan - treatment (partial recycling) 5. Stormwater drainage (SW) - collector-drainage water (rain and melt) - fact - absent - plan - treatment of storm water drainage system 6. Access to sanitation (connection of the population to the SSS (%) number of subscribers (population) of the territorial community (TC) - actual - 0 % / 0 thousand people - plan - 100%/3.0 thousand people 7. Climate neutrality - plan - installation of modern energy-saving equipment | Delyatyn village council | no | no | 3 | M5.3 Danube River Basin Region | M5.3.2 Prut River sub-basin | Ivano-Frankivsk | Nadvirnianskyi | Deliatynska | unnamed page, right tributary of the Prut River | UA_M5.3.2_0004 | at risk | not established | not established | Carpathian National Nature Park | х | [5 empty] | 0.75 | [5 empty] | 32 | 24 |  |  | 24 | 2023 | Drinking Water of Ukraine Programme | state, local budgets, other budgets not prohibited by law | Delyatynska TG | 2025-2030 | 2 (average) | There is no design and construction project, approximate calculations have been made (expert opinion) | BOULEVARD of the Prut and Siret | 2023 р.
8 | GWP 1, GWP 2, GWP 3 |  |  | КТМ - 1,4,8,13,16,21,24,25 | Construction of sewage treatment plants and drainage networks in Sadzhavka village, Kolomyia TG, Kolomyia district, Ivano-Frankivsk region | General (mandatory) data on the CSP operator: 1. Balance sheet holder: Kolomyia City Council 2. EDRPOU code: 04054334 3. Water user code: not available 4. Information on the operation of the WWTP (as of 01.01.2023) discharged waste water per year, thousand cubic metres - total: 0 - without treatment: 0 - insufficiently treated: 0 - normatively clean (without purification): 0 - normatively treated at treatment plants: 0 - biological treatment: 0 - physical and chemical treatment: 0 - mechanical: 0 - capacity of treatment facilities, after which the waste water is discharged into water bodies: 0 including those that provide regulatory treatment: 0 capacity of treatment facilities, after treatment of which return (waste) water is discharged to irrigation fields, terrain, filtration fields, storage tanks and cesspools: 0 | 1. Number of sewage treatment systems (STS): - actual - 0 - plan - 1 2. Method of wastewater treatment - actual - none - plan - MECH (1)/BIO (2) 3. Capacity of facilities after which wastewater is discharged to the surface water body (SWB) - actual - 0 thousand m3/day (0 million m3/year) - plan -1.2 thousand m3/day (0.438 million m3/year) 4. Residual sediment (sludge) - actual - none - plan - treatment (partial recycling) 5. Stormwater drainage (SW) - collector-drainage water (rain and melt) - fact - absent - plan - treatment of storm water drainage system 6. Access to sanitation (connection of the population to the SSS (%) number of subscribers (population) of the territorial community (TC) - actual - 0 % / 0 thousand people - plan - 100%/4.8 thousand people 7. Climate neutrality - plan - installation of modern energy-saving equipment | Kolomyia City Council | no | no | 4.8 | M5.3 Danube River Basin Region | M5.3.2 Prut River sub-basin | Ivano-Frankivsk | Kolomyisky | Kolomyia | Prut River | UA_M5.3.2_0005 | at risk | not established | not established |  | х | [5 empty] | 1.2 | [5 empty] | 32 | 38.4 |  |  | 38.4 | 2023 | Drinking Water of Ukraine Programme | state, local budgets, other budgets not prohibited by law | Kolomyia TG | 2025-2030 | 2 (average) | The following villages will be connected to the WSC: Ivanivtsi, Velykyi Sadzhavka No design project available Approximate calculations made (expert opinion) | Kolomyia TG | 2023 р.
9 | GWP 1, GWP 2, GWP 3 |  | 8.1.1., 8.1.2., 8.1.3 | КТМ - 1,4,8,13,16,21,24,25 | Construction of sewage treatment plants and drainage networks in Lanchyn village, Lanchyn TG, Nadvirna district, Ivano-Frankivsk region | General (mandatory) data on the CSP operator: 1. Balance sheet holder: Lanchyn village council 2. EDRPOU code: 04354545 3. Water user code: not available 4. Information on the operation of the WWTP (as of 01.01.2023) discharged waste water per year, thousand cubic metres - total: 0 - without treatment: 0 - insufficiently treated: 0 - normatively clean (without purification): 0 - normatively treated at treatment plants: 0 - biological treatment: 0 - physical and chemical treatment: 0 - mechanical: 0 - capacity of treatment facilities, after which the waste water is discharged into water bodies: 0 including those that provide regulatory treatment: 0 capacity of treatment facilities, after treatment of which return (waste) water is discharged to irrigation fields, terrain, filtration fields, storage tanks and cesspools: 0 | 1. Number of sewage treatment systems (STS): - actual - 0 - plan - 1 2. Method of wastewater treatment - actual - none - plan - MECH (1)/BIO (2)/TRO (3) 3. Capacity of facilities after which wastewater is discharged to the surface water body (SWB) - actual - 0 thousand m3/day (0 million m3/year) - plan - 2.65 thousand m3/day (0.967 million m3/year) 4. Residual sediment (sludge) - actual - none - plan - treatment (partial recycling) 5. Stormwater drainage (SW) - collector-drainage water (rain and melt) - fact - absent - plan - treatment of storm water drainage system 6. Access to sanitation (connection of the population to the SSS (%) number of subscribers (population) of the territorial community (TC) - actual - 0 % / 0 thousand people - plan - 100%/10.6 thousand people 7. Climate neutrality - plan - installation of modern energy-saving equipment | Lanchyn village council | no | no | 10.6 | M5.3 Danube River Basin Region | M5.3.2 Prut River sub-basin | Ivano-Frankivsk | Nadvirnianskyi | Lanchynska | Prut River | UA_M5.3.2_0005 | at risk | not established | not established |  | х | [5 empty] | 2.65 | [5 empty] | 72 | 190.8 |  |  | 190.8 | 2023 | Drinking Water of Ukraine Programme | state, local budgets, other budgets not prohibited by law | Lanchynska TG | 2025-2030 | 2 (average) | The following villages will be connected to the OSS: vill. Lanchyn village, Dobrotiv village No project design is available Approximate calculations have been made (expert opinion) | BOULEVARD of the Prut and Siret | 2023 р.
10 | GWP 1, GWP 2, GWP 3 | - | 8.1.1., 8.1.2., 8.1.3 | КТМ - 1,4,8,13,16,21,24,25 | Reconstruction of wastewater treatment facilities and sewage networks in Kolomyia. Kolomyia Kolomyia TG Kolomyia district Ivano-Frankivsk region | General (mandatory) data about the CSP operator: 1. Balance sheet holder: Kolomyia Vodokanal Municipal Enterprise 2. EDRPOU code: 32148690 3. Water user code: 260155 4. Information on the operation of the WWTP (as of 01.01.2023) discharged waste water per year, thousand cubic metres - total: 5740,7 - without treatment: 0 - insufficiently treated: 0 - normatively clean (without purification): 0 - normatively treated at treatment plants: 5740,7 - biological treatment: 5740,7 - physical and chemical treatment: 0 - capacity of treatment facilities, after treatment of which return (waste) water is discharged into water bodies: 6500,0 including those that provide regulatory treatment:- - capacity of treatment facilities, after treatment of which wastewater is discharged to irrigation fields, filtration fields, storage tanks and cesspools:0 | 1. Number of sewage treatment systems (STS) - actual - 1 - plan - 1 2. Method of wastewater treatment - actual - MECH (1)/BIO (2) - plan - MECH (1)/BIO (2)/TRO (3) 3. Capacity of facilities after which wastewater is discharged to the WWTP - actual - 17.8 thousand m3/day (6.5 million m3/year) - plan - 19.0 thousand m3/day (6.935 million m3/year) 4. Residual sludge (sludge) - actual - untreated (storage) - plan - treatment (partial processing) 5. Stormwater drainage (SWD) - collector-drainage water (rain and melt) - fact - mechanical /MEH(1) - plan - additional treatment of stormwater / mechanical (1) / biological (2) 6. Access to sanitation (connection of the population to the KOS (%) number of subscribers (population) of the territorial community (TC) - actual - 70.5%/43.7 thousand people - plan - 90%/55.8 thousand people 7. Climate neutrality - actual - use of outdated pumping equipment - plan - replacement of equipment, installation of modern energy-saving equipment | Kolomyiavodokanal Utility Company | no | no | 55.8 | M5.3 Danube River Basin Region | M5.3.2 Prut River sub-basin | Ivano-Frankivsk | Kolomyisky | Kolomyia | Prut River | UA_M5.3.2_0006 | without compromising environmental goals | not established | not established |  | х | [5 empty] | 19 | [5 empty] | 2.13 | 40.516 | 2.9 | 55.02 | 95.536 | 2022 | Drinking Water of Ukraine ProgrammeThe Ivano-Frankivsk Oblast Environmental Protection Programme until 2025 | state, local budgets, other budgets not prohibited by law | Kolomyia Vodokanal, Kolomyia TG | 2025 | 1 (high) | Approximate calculations have been made (expert opinion) | Kolomyiavodokanal KP Kolomyia TG | 2023 р.
11 | GWP 1, GWP 2, GWP 3 |  | 8.1.1., 8.1.2., 8.1.3 | КТМ - 1,4,8,13,16,21,24,25 | Construction of sewage treatment plants and drainage networks in Illintsi village Zabolotivska TG, Kolomyia district, Ivano-Frankivsk region | General (mandatory) data about the CSP operator: 1. Balance sheet holder: Zabolotivka village council 2. EDRPOU code: 04355355 3. Water user code: not available 4. Information on the operation of the WWTP (as of 01.01.2023) discharged waste water per year, thousand cubic metres - total: 0 - without treatment: 0 - insufficiently treated: 0 - normatively clean (without purification): 0 - normatively treated at treatment plants: 0 - biological treatment: 0 - physical and chemical treatment: 0 - mechanical: 0 - capacity of treatment facilities, after which the waste water is discharged into water bodies: 0 including those that provide regulatory treatment: 0 capacity of treatment facilities, after treatment of which return (waste) water is discharged to irrigation fields, terrain, filtration fields, storage tanks and cesspools: 0 | 1. Number of sewage treatment systems (STS): - actual - 0 - plan - 1 2. Method of wastewater treatment - actual - none - plan - MECH (1)/BIO (2) 3. Capacity of facilities after which wastewater is discharged to the surface water body (SWB) - actual - 0 thousand m3/day (0 million m3/year) - plan - 0.6 thousand m3/day (0.219 million m3/year) 4. Residual sediment (sludge) - actual - none - plan - treatment (partial recycling) 5. Stormwater drainage (SW) - collector-drainage water (rain and melt) - fact - absent - plan - treatment of storm water drainage system 6. Access to sanitation (connection of the population to the SSS (%) number of subscribers (population) of the territorial community (TC) - actual - 0 % / 0 thousand people - plan - 100%/2.4 thousand people 7. Climate neutrality - plan - installation of modern energy-saving equipment | Zabolotivka village council | no | no | 2.4 | M5.3 Danube River Basin Region | M5.3.2 Prut River sub-basin | Ivano-Frankivsk | Kolomyisky | Zabolotovskaya | Prut River | UA_M5.3.2_0006 | without compromising environmental goals | not established | not established |  | х | [5 empty] | 0.6 | [5 empty] | 32 | 19.2 |  |  | 19.2 | 2023 | Drinking Water of Ukraine Programme | state, local budgets, other budgets not prohibited by law | Zabolotivska TG | 2025-2030 | 2 (average) | There is no design and construction project, approximate calculations have been made (expert opinion) | Zabolotivska TG | 2023 р.
12 | GWP 1, GWP 2, GWP 3 |  | 8.1.1., 8.1.2., 8.1.3 | КТМ - 1,4,8,13,16,21,24,25 | Construction of sewage treatment plants and drainage networks in Oleshkiv village Zabolotivska TG, Kolomyia district, Ivano-Frankivsk region | General (mandatory) data about the CSP operator: 1. Balance sheet holder: Zabolotivka village council 2. EDRPOU code: 04355355 3. Water user code: not available 4. Information on the operation of the WWTP (as of 01.01.2023) discharged waste water per year, thousand cubic metres - total: 0 - without treatment: 0 - insufficiently treated: 0 - normatively clean (without purification): 0 - normatively treated at treatment plants: 0 - biological treatment: 0 - physical and chemical treatment: 0 - mechanical: 0 - capacity of treatment facilities, after which the waste water is discharged into water bodies: 0 including those that provide regulatory treatment: 0 capacity of treatment facilities, after treatment of which return (waste) water is discharged to irrigation fields, terrain, filtration fields, storage tanks and cesspools: 0 | 1. Number of sewage treatment systems (STS): - actual - 0 - plan - 1 2. Method of wastewater treatment - actual - none - plan - MECH (1)/BIO (2) 3. Capacity of facilities after which wastewater is discharged to the surface water body (SWB) - actual - 0 thousand m3/day (0 million m3/year) - plan - 0.75 thousand m3/day (0.274 million m3/year) 4. Residual sediment (sludge) - actual - none - plan - treatment (partial recycling) 5. Stormwater drainage (SW) - collector-drainage water (rain and melt) - fact - absent - plan - treatment of storm water drainage system 6. Access to sanitation (connection of the population to the SSS (%) number of subscribers (population) of the territorial community (TC) - actual - 0 % / 0 thousand people - plan - 100%/3.0 thousand people 7. Climate neutrality - plan - installation of modern energy-saving equipment | Zabolotivka village council | no | no | 3 | M5.3 Danube River Basin Region | M5.3.2 Prut River sub-basin | Ivano-Frankivsk | Kolomyisky | Zabolotovskaya | Prut River | UA_M5.3.2_0006 | without compromising environmental goals | not established | not established |  | х | [5 empty] | 0.75 | [5 empty] | 32 | 24 |  |  | 24 | 2023 | Drinking Water of Ukraine Programme | state, local budgets, other budgets not prohibited by law | Zabolotivska TG | 2025-2030 | 2 (average) | There is no design and construction project, approximate calculations have been made (expert opinion) | Zabolotivska TG | 2023 р.
13 | GWP 1, GWP 2, GWP 3 |  | 8.1.1., 8.1.2., 8.1.3 | КТМ - 1,4,8,13,16,21,24,25 | Construction of sewage treatment plants and drainage networks in Kornych village, Kolomyia TG, Kolomyia district, Ivano-Frankivsk region | General (mandatory) data on the CSP operator: 1. Balance sheet holder: Kolomyia City Council 2. EDRPOU code: 04054334 3. Water user code: not available 4. Information on the operation of the WWTP (as of 01.01.2023) discharged waste water per year, thousand cubic metres - total: 0 - without treatment: 0 - insufficiently treated: 0 - normatively clean (without purification): 0 - normatively treated at treatment plants: 0 - biological treatment: 0 - physical and chemical treatment: 0 - mechanical: 0 - capacity of treatment facilities, after which the waste water is discharged into water bodies: 0 including those that provide regulatory treatment: 0 capacity of treatment facilities, after treatment of which return (waste) water is discharged to irrigation fields, terrain, filtration fields, storage tanks and cesspools: 0 | 1. Number of sewage treatment systems (STS): - actual - 0 - plan - 1 2. Method of wastewater treatment - actual - none - plan - MECH (1)/BIO (2) 3. Capacity of facilities after which wastewater is discharged to the surface water body (SWB) - actual - 0 thousand m3/day (0 million m3/year) - plan - 0.53 thousand m3/day (0.193 million m3/year) 4. Residual sediment (sludge) - actual - none - plan - treatment (partial recycling) 5. Stormwater drainage (SW) - collector-drainage water (rain and melt) - fact - absent - plan - treatment of storm water drainage system 6. Access to sanitation (connection of the population to the SSS (%) number of subscribers (population) of the territorial community (TC) - actual - 0 % / 0 thousand people - plan - 100%/2.1 thousand people 7. Climate neutrality - plan - installation of modern energy-saving equipment | Kolomyia City Council | no | no | 2.1 | M5.3 Danube River Basin Region | M5.3.2 Prut River sub-basin | Ivano-Frankivsk | Kolomyisky | Kolomyia | Prut River | UA_M5.3.2_0006 | without compromising environmental goals | not established | not established |  | х | [5 empty] | 0.53 | [5 empty] | 31.7 | 16.8 |  |  | 16.8 | 2023 | Drinking Water of Ukraine Programme | state, local budgets, other budgets not prohibited by law | Kolomyia TG | 2025-2030 | 2 (average) | Vokresyntsi, Kornych, Korolivka villages will be connected to the WSP No feasibility study available Estimates have been made (expert opinion) | Kolomyia TG | 2023 р.
14 | GWP 1, GWP 2, GWP 3 |  | 8.1.1., 8.1.2., 8.1.3 | КТМ - 1,4,8,13,16,21,24,25 | Construction of sewage treatment plants and drainage networks in the village of Mateyivtsi Mateyivetska TG Kolomyia district, Ivano-Frankivsk region | General (mandatory) data about the CSP operator: 1. Balance sheet holder: Mateyivtsi village council 2. EDRPOU code: 04354048 3. Water user code: not available 4. Information on the operation of the WWTP (as of 01.01.2023) discharged waste water per year, thousand cubic metres - total: 0 - without treatment: 0 - insufficiently treated: 0 - normatively clean (without purification): 0 - normatively treated at treatment plants: 0 - biological treatment: 0 - physical and chemical treatment: 0 - mechanical: 0 - capacity of treatment facilities, after which the waste water is discharged into water bodies: 0 including those that provide regulatory treatment: 0 capacity of treatment facilities, after treatment of which return (waste) water is discharged to irrigation fields, terrain, filtration fields, storage tanks and cesspools: 0 | 1. Number of sewage treatment systems (STS): - actual - 0 - plan - 1 2. Method of wastewater treatment - actual - none - plan - MECH (1)/BIO (2) 3. Capacity of facilities after which wastewater is discharged to the surface water body (SWB) - actual - 0 thousand m3/day (0 million m3/year) - plan - 0.6 thousand m3/day (0.219 million m3/year) 4. Residual sediment (sludge) - actual - none - plan - treatment (partial recycling) 5. Stormwater drainage (SW) - collector-drainage water (rain and melt) - fact - absent - plan - treatment of storm water drainage system 6. Access to sanitation (connection of the population to the SSS (%) number of subscribers (population) of the territorial community (TC) - actual - 0 % / 0 thousand people - plan - 100%/2.4 thousand people 7. Climate neutrality - plan - installation of modern energy-saving equipment | Mateyivka village council | no | no | 2.4 | M5.3 Danube River Basin Region | M5.3.2 Prut River sub-basin | Ivano-Frankivsk | Kolomyisky | Matejevetska | Prut River | UA_M5.3.2_0006 | without compromising environmental goals | not established | not established |  | х | [5 empty] | 0.6 | [5 empty] | 32 | 19.2 |  |  | 19.2 | 2023 | Drinking Water of Ukraine Programme, Development Strategy of the Mateyvets Amalgamated Territorial Community for 2018-2026. | state, local budgets, other budgets not prohibited by law | Matejivetska TG | 2025-2026 | 2 (average) | No design and construction project Estimated calculations (expert opinion) | Matejivetska TG | 2023 р.
15 | GWP 1, GWP 2, GWP 3 |  | 8.1.1., 8.1.2., 8.1.3 | КТМ - 1,4,8,13,16,21,24,25 | Construction of sewage treatment facilities and drainage networks in the village of Semakivtsi Mateivetska TG Kolomyia district, Ivano-Frankivsk region | General (mandatory) data about the CSP operator: 1. Balance sheet holder: Mateyivtsi village council 2. EDRPOU code: 04354048 3. Water user code: not available 4. Information on the operation of the WWTP (as of 01.01.2023) discharged waste water per year, thousand cubic metres - total: 0 - without treatment: 0 - insufficiently treated: 0 - normatively clean (without purification): 0 - normatively treated at treatment plants: 0 - biological treatment: 0 - physical and chemical treatment: 0 - mechanical: 0 - capacity of treatment facilities, after which the waste water is discharged into water bodies: 0 including those that provide regulatory treatment: 0 capacity of treatment facilities, after treatment of which return (waste) water is discharged to irrigation fields, terrain, filtration fields, storage tanks and cesspools: 0 | 1. Number of sewage treatment systems (STS): - actual - 0 - plan - 1 2. Method of wastewater treatment - actual - none - plan - MECH (1)/BIO (2) 3. Capacity of facilities after which wastewater is discharged to the surface water body (SWB) - actual - 0 thousand m3/day (0 million m3/year) - plan - 0.5 thousand m3/day (0.183 million m3/year) 4. Residual sediment (sludge) - actual - none - plan - treatment (partial recycling) 5. Stormwater drainage (SW) - collector-drainage water (rain and melt) - fact - absent - plan - treatment of storm water drainage system 6. Access to sanitation (connection of the population to the SSS (%) number of subscribers (population) of the territorial community (TC) - actual - 0 % / 0 thousand people - plan - 100%/2.0 thousand people 7. Climate neutrality - plan - installation of modern energy-saving equipment | Mateyivka village council | no | no | 2 | M5.3 Danube River Basin Region | M5.3.2 Prut River sub-basin | Ivano-Frankivsk | Kolomyisky | Matejevetska | Prut River | UA_M5.3.2_0006 | without compromising environmental goals | not established | not established |  | х | [5 empty] | 0.5 | [5 empty] | 32 | 16 |  |  | 16 | 2023 | Drinking Water of Ukraine Programme, Development Strategy of the Mateyvets Amalgamated Territorial Community for 2018-2026. | state, local budgets, other budgets not prohibited by law | Matejivetska TG | 2025-2026 | 2 (average) | No design and construction project Estimated calculations (expert opinion) | Matejivetska TG | 2023 р.
16 | GWP 1, GWP 2, GWP 3 |  | 8.1.1., 8.1.2., 8.1.3 | КТМ - 1,4,8,13,16,21,24,25 | Construction of sewage treatment plants and drainage networks in Budyliv village, Sniatynska TG, Kolomyia district, Ivano-Frankivsk region | General (mandatory) data about the CSP operator: 1. Balance sheet holder: Sniatyn City Council 2. EDRPOU code: 04054240 3. Water user code: not available 4. Information on the operation of the WWTP (as of 01.01.2023) discharged waste water per year, thousand cubic metres - total: 0 - without treatment: 0 - insufficiently treated: 0 - normatively clean (without purification): 0 - normatively treated at treatment plants: 0 - biological treatment: 0 - physical and chemical treatment: 0 - mechanical: 0 - capacity of treatment facilities, after which the waste water is discharged into water bodies: 0 including those that provide regulatory treatment: 0 capacity of treatment facilities, after treatment of which return (waste) water is discharged to irrigation fields, terrain, filtration fields, storage tanks and cesspools: 0 | 1. Number of sewage treatment systems (STS): - actual - 0 - plan - 1 2. Method of wastewater treatment - actual - none - plan - MECH (1)/BIO (2) 3. Capacity of facilities after which wastewater is discharged to the surface water body (SWB) - actual - 0 thousand m3/day (0 million m3/year) - plan - 1.0 thousand m3/day (0.365 million m3/year) 4. Residual sediment (sludge) - actual - none - plan - treatment (partial recycling) 5. Stormwater drainage (SW) - collector-drainage water (rain and melt) - fact - absent - plan - treatment of storm water drainage system 6. Access to sanitation (connection of the population to the SSS (%) number of subscribers (population) of the territorial community (TC) - actual - 0 % / 0 thousand people - plan - 100%/4.1 thousand people 7. Climate neutrality - plan - installation of modern energy-saving equipment | Sniatyn City Council | no | no | 4.1 | M5.3 Danube River Basin Region | M5.3.2 Prut River sub-basin | Ivano-Frankivsk | Kolomyisky | Sniatynska | Prut River | UA_M5.3.2_0006 | without compromising environmental goals | not established | not established |  | х | [5 empty] | 1 | [5 empty] | 32.8 | 32.8 |  |  | 32.8 | 2023 | Drinking Water of Ukraine Programme | state, local budgets, other budgets not prohibited by law | Sniatynska TG | 2025-2030 | 2 (average) | Budyliv and Ustia villages will be connected to the SPS Approximate calculations have been made (expert opinion) | Sniatynska TG | 2023 р.
17 | GWP 1, GWP 2, GWP 3 |  | 8.1.1., 8.1.2., 8.1.3 | КТМ - 1,4,8,13,16,21,24,25 | Construction of sewage treatment plants and drainage networks in Prutivka village, Sniatynska TG, Kolomyia district, Ivano-Frankivsk region | General (mandatory) data about the CSP operator: 1. Balance holder: Sniatyn City Council 2. EDRPOU code: 04054240 3. Water user code: not available 4. Information on the operation of the WWTP (as of 01.01.2023) discharged waste water per year, thousand cubic metres - total: 0 - without treatment: 0 - insufficiently treated: 0 - normatively clean (without purification): 0 - normatively treated at treatment plants: 0 - biological treatment: 0 - physical and chemical treatment: 0 - mechanical: 0 - capacity of treatment facilities, after which the waste water is discharged into water bodies: 0 including those that provide regulatory treatment: 0 capacity of treatment facilities, after treatment of which return (waste) water is discharged to irrigation fields, terrain, filtration fields, storage tanks and cesspools: 0 | 1. Number of sewage treatment systems (STS): - actual - 0 - plan - 1 2. Method of wastewater treatment - actual - none - plan - MECH (1)/BIO (2) 3. Capacity of facilities after which wastewater is discharged to the surface water body (SWB) - actual - 0 thousand m3/day (0 million m3/year) - plan - 0.68 thousand m3/day (0.248 million m3/year) 4. Residual sediment (sludge) - actual - none - plan - treatment (partial processing) 5. Stormwater drainage (SW) - collector-drainage water (rain and melt) - fact - absent - plan - treatment of storm water drainage system 6. Access to sanitation (connection of the population to the SSS (%) number of subscribers (population) of the territorial community (TC) - actual - 0 % / 0 thousand people - plan - 100%/2.7 thousand people 7. Climate neutrality - plan - installation of modern energy-saving equipment | Sniatyn City Council | no | no | 2.7 | M5.3 Danube River Basin Region | M5.3.2 Prut River sub-basin | Ivano-Frankivsk | Kolomyisky | Sniatynska | Prut River | UA_M5.3.2_0006 | without compromising environmental goals | not established | not established |  | х | [5 empty] | 0.68 | [5 empty] | 31.76 | 21.6 |  |  | 21.6 | 2023 | Drinking Water of Ukraine Programme | state, local budgets, other budgets not prohibited by law | Sniatynska TG | 2025-2030 | 2 (average) | Prutivka and Vidyniv villages will be connected to the SPS Approximate calculations have been made (expert opinion) | Sniatynska TG | 2023 р.
18 | GWP 1, GWP 2, GWP 3 |  | 8.1.1., 8.1.2., 8.1.3 | КТМ - 1,4,8,13,16,21,24,25 | Construction of sewage treatment plants and drainage networks in Vovchkivtsi village Sniatynska TG, Kolomyia district, Ivano-Frankivsk region | General (mandatory) data about the CSP operator: 1. Balance holder: Sniatyn City Council 2. EDRPOU code: 04054240 3. Water user code: not available 4. Information on the operation of the WWTP (as of 01.01.2023) discharged waste water per year, thousand cubic metres - total: 0 - without treatment: 0 - insufficiently treated: 0 - normatively clean (without purification): 0 - normatively treated at treatment plants: 0 - biological treatment: 0 - physical and chemical treatment: 0 - mechanical: 0 - capacity of treatment facilities, after which the waste water is discharged into water bodies: 0 including those that provide regulatory treatment: 0 capacity of treatment facilities, after treatment of which return (waste) water is discharged to irrigation fields, terrain, filtration fields, storage tanks and cesspools: 0 | 1. Number of sewage treatment systems (STS): - actual - 0 - plan - 1 2. Method of wastewater treatment - actual - none - plan - MECH (1)/BIO (2) 3. Capacity of facilities after which wastewater is discharged to the surface water body (SWB) - actual - 0 thousand m3/day (0 million m3/year) - plan - 0.58 thousand m3/day (0.212 million m3/year) 4. Residual sediment (sludge) - actual - none - plan - treatment (partial recycling) 5. Stormwater drainage (SW) - collector-drainage water (rain and melt) - fact - absent - plan - treatment of stormwater drainage system 6. Access to sanitation (connection of the population to the SSS (%) number of subscribers (population) of the territorial community (TC) - actual - 0 % / 0 thousand people - plan - 100%/2.3 thousand people 7. Climate neutrality - plan - installation of modern energy-saving equipment | Sniatyn City Council | no | no | 2.3 | M5.3 Danube River Basin Region | M5.3.2 Prut River sub-basin | Ivano-Frankivsk | Kolomyisky | Sniatynska | Prut River | UA_M5.3.2_0006 | without compromising environmental goals | not established | not established |  | х | [5 empty] | 0.58 | [5 empty] | 31.7 | 18.4 |  |  | 18.4 | 2023 | Drinking Water of Ukraine Programme | state, local budgets, other budgets not prohibited by law | Sniatynska TG | 2025-2030 | 2 (average) | No design and construction project Estimated calculations (expert opinion) | Sniatynska TG | 2023 р.
19 | GWP 1, GWP 2, GWP 3 | - | 8.1.1., 8.1.2., 8.1.3 | КТМ - 1,4,8,13,16,21,24,25 | Completion of the reconstruction of sewage treatment facilities in Chernivtsi. Chernivtsi Chernivtsi TG Chernivtsi district Chernivtsi region | General (mandatory) data about the CSP operator: 1. Balance sheet holder: Municipal enterprise "ChernivtsiVodokanal" 2. EDRPOU code: 03361780 3. Water user code: 770171 4. Information on the operation of the CWS (as of 01.01.2022) discharged waste water per year, thousand cubic metres - total: 13995 - without treatment: 0 - insufficiently treated: 0 - normatively clean (without purification): 0 - normatively treated at treatment plants: 13,995 - biological treatment: 13995 - physical and chemical treatment: 0 - capacity of treatment facilities, after treatment of which return (waste) water is discharged into water bodies: 16425,0 including those that provide regulatory treatment: 16425 capacity of treatment facilities, after treatment of which waste water is discharged to irrigation fields, terrain, filtration fields, storage tanks and cesspools:0 | 1: Number of sewage treatment systems (STS): - fact-1 - plan-1 2. Method of wastewater treatment - actual - MECH (1) / BIO (2) - plan - MECH (1) / BIO (2) / TRO (3) 3. Capacity of facilities after which wastewater is discharged to the surface water body (SWB) - actual - 45.0 thousand m3/day (16.425 million m3/year) - plan - 72.0 thousand m3/day (26.280 million m3/year) 4. Residual sludge (sludge) - actual - untreated (storage) - plan - treatment (partial processing) 5. Stormwater drainage (SW) - collector-drainage water (rain and melt) - fact - 0 - plan - development of a stormwater management plan. 6. Access to sanitation (connection of the population to the SSS (%) number of subscribers (population) of the territorial community (TC) - actual - 100% /260.0 thousand people - plan - 100% /260.0 thousand people 7. Climate neutrality - actual - use of outdated pumping equipment - plan - replacement of equipment, installation of modern energy-saving equipment | ChernivtsiVodokanal utility company | no | no | 260 | M5.3 Danube River Basin Region | M5.3.2 Prut River sub-basin | Chernivetska | Chernivtsi | Chernivetska | Prut River | UA_M5.3.2_0007 | at risk | not established | not established |  | х | [5 empty] | 72 | [5 empty] | 1.04 | 75 |  |  | 75 | 2023 | Drinking Water Programme | state, local budgets, other budgets not prohibited by law | KP ChernivtsiVodokanal, Chernivtsi TG | 2025-2030 | 1 (high) | There is no design and construction project, approximate calculations have been made (expert opinion) | KP Chernivtsivodokanal, Chernivtsi TG, | 2023 р.
20 | GWP 1, GWP 2, GWP 3 | - | 8.1.1., 8.1.2., 8.1.3 | КТМ - 1,4,8,13,16,21,24,25 | Construction of sewage treatment plants and drainage networks in the village of Zeleniv Brusnytska TG Vyzhnytsia district, Chernivtsi region | General (mandatory) data on the CSP operator: 1. Balance holder: Brusnytsia village council 2. EDRPOU code: 04417441 3. Water user code: not available 4. Information on the operation of the WWTP (as of 01.01.2023) Waste water discharged per year, million cubic metres - total: 0 - without treatment: 0 - insufficiently treated: 0 - normatively clean (without cleaning): 0 - normatively treated at treatment plants: 0 - biological treatment: 0 - physical and chemical treatment: 0 - mechanical: 0 - capacity of treatment facilities, after which the waste water is discharged into water bodies: 0 including those that provide regulatory treatment:- - capacity capacity of treatment facilities, after treatment of which waste water is discharged to irrigation fields, terrain, filtration fields, storage tanks and cesspools: 0 | 1. Number of sewage treatment systems (STS): - actual - 0 - plan - 1 2. Method of wastewater treatment - actual - none - plan - MECH (1)/BIO (2)/TRO (3) 3. Capacity of facilities after which wastewater is discharged to the surface water body (SWB) - actual - 0 thousand m3/day (0 million m3/year) - plan - 2.5 thousand m3/day (0.912 million m3/year) 4. Residual sludge (sludge) - actual - none - plan - treatment (partial recycling) 5. Stormwater drainage (SW) - collector-drainage water (rain and melt) - fact - not available - plan - treatment of storm water drainage system 6. Access to sanitation (connection of the population to the SSS (%) number of subscribers (population) of the territorial community (TC) - actual - 0 % / 0 thousand people - plan - 100 % / 10.0 thousand people 7. Climate neutrality - plan - installation of modern energy-saving equipment | Brusnytsia village council | no | no | 10 | M5.3 Danube River Basin Region | M5.3.2 Prut River sub-basin | Chernivetska | Vyzhnytskyi | Brusnitskaya | Prut River | UA_M5.3.2_0007 | at risk | not established | not established |  | х | [5 empty] | 2.5 | [5 empty] | 72 | 180 |  |  | 180 | 2023 | Drinking Water Programme | state, local budgets, other budgets not prohibited by law | Brusnitskaya TG | 2025-2030 | 2 (average) | The following villages will be connected to the OCS: Brusnytsia, Dibrova, vill. Zeleniv, Kalnivtsi, Ostra, Chortorya, Verkhni Stanovtsi, Nyzhni Stanovtsi, Vynohrad. Nyzhni Stanivtsi, Brusenky, Vynohrad No design and development plan available Approximate calculations made (expert opinion) | Brusnitskaya TG | 2023 р.
21 | GWP 1, GWP 2, GWP 3 | - | 8.1.1., 8.1.2., 8.1.3 | КТМ - 1,4,8,13,16,21,24,25 | Construction of sewage treatment facilities in Novoselytsia Novoselytska TG Chernivtsi district, Chernivtsi region | General (mandatory) data about the CSP operator: 1. Balance sheet holder: Municipal enterprise "Novoselytsia city heating network" 2. EDRPOU code: 34508403 3. Water user code: 770322 4. Information on the operation of the WWTP (as of 01.01.2023) discharged waste water per year, thousand cubic metres - total: 0 - without treatment: 0 - insufficiently treated: 80,0 - normatively clean (without cleaning): 0 - normatively treated at treatment plants: 0 - biological treatment: 0 - physical and chemical treatment: 0 - mechanical: 0 - capacity of treatment facilities, after which the waste water is discharged into water bodies: 219,0 including those that provide regulatory treatment:- - capacity capacity of treatment facilities, after treatment of which waste water is discharged to irrigation fields, terrain, filtration fields, storage tanks and cesspools: 0 | Number of sewage treatment systems (STS): - actual - 1 - planned - 1 2. Method of wastewater treatment - actual - MECH (1)/BIO (2) - plan - MECH (1)/BIO (2) 3. Capacity of facilities after which wastewater is discharged to the surface water body (SWB) - actual - 0.6 thousand m3/day (0.219 million m3/year) - plan - 0.8 thousand m3/day (0.292 million m3/year) 4. Residual sludge (sludge) - actual - untreated (storage) - plan - treatment (partial processing) 5. Stormwater drainage (SWD) - collector-drainage water (rain and meltwater) - actual - 0.007 million m3/year of insufficiently treated water - plan - additional treatment of stormwater / mechanical (1)/biological (2) 6. Access to sanitation (connection of the population to the SSS (%) number of subscribers (population) of the territorial community (TC) - actual - 25 %/1.9 thousand people - plan - 42%/3.2 thousand people 7. Climate neutrality - actual - use of outdated equipment - plan - installation of modern energy-saving equipment | Novoselytsia City Council | no | no | 3.2 | M5.3 Danube River Basin Region | M5.3.2 Prut River sub-basin | Chernivetska | Chernivtsi | Novoselytska | Prut River | UA_M5.3.2_0007 | at risk | not established | not established |  | х | [5 empty] | 0.8 | [5 empty] | 32 | 25.6 |  |  | 25.6 | 2023 | Drinking Water Programme | state, local budgets, other budgets not prohibited by law | Novoselytska TG | 2023-2025 | 2 (average) | There is no design and construction project, approximate calculations have been made (expert opinion) | Novoselytska TG | 2023 р.
22 | GWP 1, GWP 2, GWP 3 | - | 8.1.1., 8.1.2., 8.1.3 | КТМ - 1,4,8,13,16,21,24,25 | Construction of sewage treatment plants and water disposal networks in the village. Mamayivtsi Mamayivska TG Chernivtsi district, Chernivtsi region | General (mandatory) data on the CCO operator: 0,0 1. Balance sheet holder: Mamayivka village council 2. EDRPOU code: 04417518 3. Water user code: not available 4. Information on the operation of the WWTP (as of 01.01.2023) discharged waste water per year, thousand cubic metres - total: 0 - without treatment: 0 - insufficiently treated: 0 - normatively clean (without cleaning): 0 - normatively treated at treatment plants: 0 - biological treatment: 0 - physical and chemical treatment: 0 - mechanical: 0 - capacity of treatment facilities, after which the waste water is discharged into water bodies: 0 including those that provide regulatory treatment: 0 capacity of treatment facilities, after treatment of which waste water is discharged to irrigation fields, terrain, filtration fields, storage tanks and cesspools: 0 | Number of sewage treatment systems (STS): - actual - 0 - planned - 1 2. Method of wastewater treatment - actual - none - plan - MECH (1)/BIO (2) 3. Capacity of facilities after which wastewater is discharged to the surface water body (SWB) - actual - 0 thousand m3/day (0 million m3/year) - plan - 1.5 thousand m3/day (0.548 million m3/year) 4. Residual sediment (sludge) - actual - none - plan - treatment (partial recycling) 5. Stormwater drainage (SW) - collector-drainage water (rain and melt) - fact - not available - plan - treatment of storm water drainage system 6. Access to sanitation (connection of the population to the SSS (%) number of subscribers (population) of the territorial community (TC) - actual -0 % / 0 thousand people - plan - 100% / 5.8 thousand people 7. Climate neutrality - plan - installation of modern energy-saving equipment | Mamayivka village council | no | no | 5,8 | M5.3 Danube River Basin Region | M5.3.2 Prut River sub-basin | Chernivetska | Chernivtsi | Mamaevskaya | Prut River | UA_M5.3.2_0007 | at risk | not established | not established |  | х | [5 empty] | 1.5 | [5 empty] | 30.93 | 46.4 |  |  | 46.4 | 2023 | Drinking Water Programme | state, local budgets, other budgets not prohibited by law | Mamayivska TG | 2025-2030 | 2 (average) | There is no design and construction project, approximate calculations have been made (expert opinion) | Mamayivska TG | 2023 р.
23 | GWP 1, GWP 2, GWP 3 |  | 8.1.1., 8.1.2., 8.1.3 | КТМ - 1,4,8,13,16,21,24,25 | Construction of sewage treatment plants and drainage networks in the village. Mamalyha Mamalyhivska TG Dnistrovskyi rayon, Chernivtsi oblast | General (mandatory) data on the CSP operator: 1. Balance sheet holder: Mamalyhiv village council 2. EDRPOU code: 04417659 3. Water user code: not available 4. Information on the operation of the WWTP (as of 01.01.2023) discharged waste water per year, thousand cubic metres - total: 0 - without treatment: 0 - insufficiently treated: 0 - normatively clean (without cleaning): 0 - normatively treated at treatment plants: 0 - biological treatment: 0 - physical and chemical treatment: 0 - mechanical: 0 - capacity of treatment facilities after treatment: 0 including those that provide regulatory treatment: 0 capacity of treatment facilities, after treatment of which return (waste) water is discharged to irrigation fields, terrain, filtration fields, storage tanks and cesspools: 0 | 1: Number of sewage treatment systems (STS): - actual - 0 - plan - 1 2. Method of wastewater treatment - actual - none - plan - MEH (1) / BIO (2) 3. Capacity of facilities after which wastewater is discharged to the surface water body (SWB) - actual - 0 thousand m3/day (0 million m3/year) - plan - 1.55 thousand m3/day (0.566 million m3/year) 4. Residual sediment (sludge) - actual - none - plan - treatment (partial recycling) 5. Stormwater drainage (SW) - collector-drainage water (rain and melt) - fact - not available - plan - treatment of storm water drainage system 6. Access to sanitation (connection of the population to the SSS (%) number of subscribers (population) of the territorial community (TC) - actual - 0 % / 0 thousand people - plan - 100%/6.2 thousand people 7. Climate neutrality - plan - installation of modern energy-saving equipment | Mamalyhivka village council | no | no | 6.2 | M5.3 Danube River Basin Region | M5.3.2 Prut River sub-basin | Chernivetska | Dniester | Mamalyhivska | Prut River | UA_M5.3.2_0007 | at risk | not established | not established |  | х | [5 empty] | 1.55 | [5 empty] | 32 | 49.6 |  |  | 49.6 | 2023 | Drinking Water of Ukraine Programme, Sustainable Development Strategy of Mamalyhiv Territorial Community for 2021-2027 | state, local budgets, other budgets not prohibited by law | Mamalygivska TG | 2025-2030 | 2 (average) | The following villages will be connected to the OCS. Mamalyha, Koshulyany, Dranytsia, and the village of Negryntsi No feasibility study available Approximate calculations made (expert opinion) | Mamalygivska TG | 2023 р.
24 | GWP 1, GWP 2, GWP 3 |  | 8.1.1., 8.1.2., 8.1.3 | КТМ - 1,4,8,13,16,21,24,25 | Construction of sewage treatment plants and drainage networks in the village of Vancykivtsi Vancykivtsi TG Chernivtsi district, Chernivtsi region | General (mandatory) data about the CSP operator: 1. Balance holder: Vanchykovetska village council 2. EDRPOU code: 04417582 3. Water user code: not available 4. Information on the operation of the WWTP (as of 01.01.2023) discharged waste water per year, thousand cubic metres - total: 0 - without treatment: 0 - insufficiently treated: 0 - normatively clean (without cleaning): 0 - normatively treated at treatment plants: 0 - biological treatment: 0 - physical and chemical treatment: 0 - mechanical: 0 - capacity of treatment facilities, after which the waste water is discharged into water bodies: 0 including those that provide regulatory treatment: 0 capacity of treatment facilities, after treatment of which return (waste) water is discharged to irrigation fields, terrain, filtration fields, storage tanks and cesspools: 0 | 1. Number of sewage treatment systems (STS): - actual - 0 - plan -1 2. Method of wastewater treatment - actual - none - plan - MECH (1)/BIO (2) 3. Capacity of facilities after which wastewater is discharged to the surface water body (SWB) - actual - 0 thousand m3/day (0 million m3/year) - plan - 2.13 thousand m3/day (0.777 million m3/year) 4. Residual sediment (sludge) - actual - none - plan - treatment (partial recycling) 5. Stormwater drainage (SW) - collector-drainage water (rain and melt) - fact - not available - plan - treatment of storm water drainage system 6. Access to sanitation (connection of the population to the SSS (%) number of subscribers (population) of the territorial community (TC) - actual - 0 % / 0 thousand people - plan - 100%/8.5 thousand people 7. Climate neutrality - plan - installation of modern energy-saving equipment | Vanchykovetska village council | no | no | 8.5 | M5.3 Danube River Basin Region | M5.3.2 Prut River sub-basin | Chernivetska | Chernivtsi | Vanchikovetska | Prut River | UA_M5.3.2_0007 | without compromising environmental goals | not established | not established |  | х | [5 empty] | 2.13 | [5 empty] | 31.92 | 68 |  |  | 68 | 2023 | Drinking Water of Ukraine Programme | state, local budgets, other budgets not prohibited by law | Vanchikovetska TG | 2025-2030 | 2 (average) | The following villages will be connected to the WSC: Vanczykivka, Vancynets, Kostychany, Dumeni, and Novyvankivtsi. Novoivankivtsi No design and development plan Estimates have been made (expert opinion) | Vanchikovetska TG | 2023 р.
25 | GWP 1, GWP 2, GWP 3 |  | 8.1.1., 8.1.2., 8.1.3 | КТМ - 1,4,8,13,16,21,24,25 | Construction of sewage treatment plants and drainage networks in Tarasivtsi village, Vanchykovetska TG, Chernivtsi district, Chernivtsi region | General (mandatory) data about the CSP operator: 1. Balance holder: Vanchykovetska village council 2. EDRPOU code: 04417582 3. Water user code: not available 4. Information on the operation of the WWTP (as of 01.01.2023) discharged waste water per year, thousand cubic metres - total: 0 - without treatment: 0 - insufficiently treated: 0 - normatively clean (without cleaning): 0 - normatively treated at treatment plants: 0 - biological treatment: 0 - physical and chemical treatment: 0 - mechanical: 0 - capacity of treatment facilities, after which the waste water is discharged into water bodies: 0 including those that provide regulatory treatment: 0 capacity of treatment facilities, after treatment of which return (waste) water is discharged to irrigation fields, terrain, filtration fields, storage tanks and cesspools: 0 | 1. Number of sewage treatment systems (STS): - actual - 0 - plan - 1 2. Method of wastewater treatment - actual - none - plan - MECH (1) / BIO (2) 3. Capacity of facilities after which wastewater is discharged to the surface water body (SWB) - actual - 0 thousand m3/day (0 million m3/year) - plan - 1.23 thousand m3/day (0.450 million m3/year) 4. Residual sediment (sludge) - actual - none - plan - treatment (partial recycling) 5. Stormwater drainage (SW) - collector-drainage water (rain and melt) - fact - not available - plan - treatment of storm water drainage system 6. Access to sanitation (connection of the population to the SSS (%) number of subscribers (population) of the territorial community (TC) - actual - 0 % / 0 thousand people - plan - 100% / 4.9 thousand people 7. Climate neutrality - plan - installation of modern energy-saving equipment | Vanchykovetska village council | no | no | 4.9 | M5.3 Danube River Basin Region | M5.3.2 Prut River sub-basin | Chernivetska | Chernivtsi | Vanchikovetska | Prut River | UA_M5.3.2_0007 | at risk | not established | not established |  | х | [5 empty] | 1.23 | [5 empty] | 31.87 | 39.2 |  |  | 39.2 | 2023 | Drinking Water of Ukraine Programme | state, local budgets, other budgets not prohibited by law | Vanchikovetska TG | 2025-2030 | 2 (average) | There is no design and construction project, approximate calculations have been made (expert opinion) | Vanchikovetska TG | 2023 р.
26 | GWP 1, GWP 2, GWP 3 |  | 8.1.1., 8.1.2., 8.1.3 | КТМ - 1,4,8,13,16,21,24,25 | Construction of sewage treatment plants and water disposal networks in Ostrytsia Magalska village, Chernivtsi district, Chernivtsi region | General (mandatory) data on the CSP operator: 1. Balance sheet holder: Magalska village council 2. EDRPOU code: 04417636 3. Water user code: not available 4. Information on the operation of the WWTP (as of 01.01.2023) discharged waste water per year, thousand cubic metres - total: 0 - without treatment: 0 - insufficiently treated: 0 - normatively clean (without cleaning): 0 - normatively treated at treatment plants: 0 - biological treatment: 0 - physical and chemical treatment: 0 - mechanical: 0 - capacity of treatment facilities, after which the waste water is discharged into water bodies: 0 including those that provide regulatory treatment: 0 capacity of treatment facilities, after treatment of which return (waste) water is discharged to irrigation fields, terrain, filtration fields, storage tanks and cesspools: 0 | 1. Number of sewage treatment systems (STS): - actual - 0 - plan - 1 2. Method of wastewater treatment - actual - none - plan - MEH (1) / BIO (2) 3. Capacity of facilities after which wastewater is discharged to the surface water body (SWB) - plan - 0 thousand m3/day (0 million m3/year) - plan - 1.60 thousand m3/day (0.584 million m3/year) 4. Residual sediment (sludge) - actual - none - plan - treatment (partial recycling) 5. Stormwater drainage (SW) - collector-drainage water (rain and melt) - fact - not available - plan - treatment of storm water drainage system 6. Access to sanitation (connection of the population to the SSS (%) number of subscribers (population) of the territorial community (TC) - actual - 0 % / 0 thousand people - plan - 100%/6.4 thousand people 7. Climate neutrality - plan - installation of modern energy-saving equipment | Magalska village council | no | no | 6.4 | M5.3 Danube River Basin Region | M5.3.2 Prut River sub-basin | Chernivetska | Chernivtsi | Magalska | Prut River | UA_M5.3.2_0007 | at risk | not established | not established |  | х | [5 empty] | 1.6 | [5 empty] | 32 | 51.2 |  |  | 51.2 | 2023 | Drinking Water of Ukraine Programme | state, local budgets, other budgets not prohibited by law | Magalska TG | 2025-2030 | 2 (average) | Magala, Buda, Ostrytsia villages will be connected to the SPS No PDD available Estimates have been made (expert opinion) | BOULEVARD of the Prut and Siret | 2023 р.
27 | GWP 1, GWP 2, GWP 3 |  | 8.1.1., 8.1.2., 8.1.3 | КТМ - 1,4,8,13,16,21,24,25 | Construction of sewage treatment plants and drainage networks in Luzhany village, Mamayivska TG, Chernivtsi district, Chernivtsi region | General (mandatory) data on the CSP operator: 1. Balance sheet holder: Mamayivka village council 2. EDRPOU code: 04417518 3. Water user code: not available 4. Information on the operation of the WWTP (as of 01.01.2023) discharged waste water per year, thousand cubic metres - total: 0 - without treatment: 0 - insufficiently treated: 0 - normatively clean (without cleaning): 0 - normatively treated at treatment plants: 0 - biological treatment: 0 - physical and chemical treatment: 0 - mechanical: 0 - capacity of treatment facilities, after which the waste water is discharged into water bodies: 0 including those that provide regulatory treatment: 0 capacity of treatment facilities, after treatment of which return (waste) water is discharged to irrigation fields, terrain, filtration fields, storage tanks and cesspools: 0 | 1. Number of sewage treatment systems (STS): - actual - 0 - plan - 1 2. Method of wastewater treatment - actual - none - plan - MECH (1)/BIO (2) 3. Capacity of facilities after which wastewater is discharged to the surface water body (SWB) - plan - 0 thousand m3/day (0 million m3/year) - plan - 1.18 thousand m3/day (0.431 million m3/year) 4. Residual sediment (sludge) - actual - none - plan - treatment (partial recycling) 5. Stormwater drainage (SW) - collector-drainage water (rain and melt) - fact - not available - plan - treatment of storm water drainage system 6. Access to sanitation (connection of the population to the SSS (%) number of subscribers (population) of the territorial community (TC) - actual - 0 % / 0 thousand people - plan - 100%/4.7 thousand people 7. Climate neutrality - plan - installation of modern energy-saving equipment | Mamayivka village council | no | no | 4.7 | M5.3 Danube River Basin Region | M5.3.2 Prut River sub-basin | Chernivetska | Chernivtsi | Mamaevskaya | Prut River | UA_M5.3.2_0007 | at risk | not established | not established |  | х | [5 empty] | 1.18 | [5 empty] | 31.86 | 37.6 |  |  | 37.6 | 2023 | Drinking Water of Ukraine Programme, Strategic Development Plan of Mamayivska AH for 2018-2030 | state, local budgets, other budgets not prohibited by law | Mamayivska TG | 2025-2030 | 2 (average) | There is no design and construction project, approximate calculations have been made (expert opinion) | Mamayivska TG | 2023 р.
28 | GWP 1, GWP 2, GWP 3 |  | 8.1.1., 8.1.2., 8.1.3 | КТМ - 1,4,8,13,16,21,24,25 | Construction of sewage treatment plants and water disposal networks in the village of Strilets'kyi Kut Mamayivska TG Chernivtsi district, Chernivtsi region | General (mandatory) data on the CSP operator: 1. Balance sheet holder: Mamayivka village council 2. EDRPOU code: 04417518 3. Water user code: not available 4. Information on the operation of the WWTP (as of 01.01.2023) discharged waste water per year, thousand cubic metres - total: 0 - without treatment: 0 - insufficiently treated: 0 - normatively clean (without cleaning): 0 - normatively treated at treatment plants: 0 - biological treatment: 0 - physical and chemical treatment: 0 - mechanical: 0 - capacity of treatment facilities, after which the waste water is discharged into water bodies: 0 including those that provide regulatory treatment: 0 capacity of treatment facilities, after treatment of which return (waste) water is discharged to irrigation fields, terrain, filtration fields, storage tanks and cesspools: 0 | 1. Number of sewage treatment systems (STS): - actual - 0 - plan - 1 2. Method of wastewater treatment - actual - none - plan - MEH (1)/BIO (2) 3. Capacity of facilities after which wastewater is discharged to the surface water body (SWB) - plan - 0 thousand m3/day (0 million m3/year) - plan - 0.8 thousand m3/day (0.292 million m3/year) 4. Residual sediment (sludge) - actual - none - plan - treatment (partial recycling) 5. Stormwater drainage (SW) - collector-drainage water (rain and melt) - fact - not available - plan - treatment of storm water drainage system 6. Access to sanitation (connection of the population to the SSS (%) number of subscribers (population) of the territorial community (TC) - actual - 0 % / 0 thousand people - plan - 100%/3.2 thousand people 7. Climate neutrality - plan - installation of modern energy-saving equipment | Mamayivka village council | no | no | 3.2 | M5.3 Danube River Basin Region | M5.3.2 Prut River sub-basin | Chernivetska | Chernivtsi | Mamaevskaya | Prut River | UA_M5.3.2_0007 | at risk | not established | not established |  | х | [5 empty] | 0.8 | [5 empty] | 32 | 25.6 |  |  | 25.6 | 2023 | Drinking Water of Ukraine Programme, Strategic Development Plan of Mamayivska AH for 2018-2030 | state, local budgets, other budgets not prohibited by law | Mamayivska TG | 2025-2030 | 2 (average) | The following villages will be connected to the CSP: Revne village. Revne, c. Streletsky Kut No design and construction project is available Approximate calculations have been made (expert opinion) | Mamayivska TG | 2023 р.
29 | GWP 1, GWP 2, GWP 3 |  | 8.1.1., 8.1.2., 8.1.3 | КТМ - 1,4,8,13,16,21,24,25 | Construction of sewage treatment plants and drainage networks in the village of Hlynytsia Mamayivska TG Chernivtsi district, Chernivtsi region | General (mandatory) data on the CSP operator: 1. Balance sheet holder: Mamayivka village council 2. EDRPOU code: 04417518 3. Water user code: not available 4. Information on the operation of the WWTP (as of 01.01.2023) discharged waste water per year, thousand cubic metres - total: 0 - without treatment: 0 - insufficiently treated: 0 - normatively clean (without cleaning): 0 - normatively treated at treatment plants: 0 - biological treatment: 0 - physical and chemical treatment: 0 - mechanical: 0 - capacity of treatment facilities, after which the waste water is discharged into water bodies: 0 including those that provide regulatory treatment: 0 capacity of treatment facilities, after treatment of which return (waste) water is discharged to irrigation fields, terrain, filtration fields, storage tanks and cesspools: 0 | 1. Number of sewage treatment systems (STS): - actual - 0 - plan - 1 2. Method of wastewater treatment - actual - none - plan - MEH (1)/BIO (2) 3. Capacity of facilities after which wastewater is discharged to the surface water body (SWB) - plan - 0 thousand m3/day (0 million m3/year) - plan - 1.2 thousand m3/day (0.438 million m3/year) 4. Residual sediment (sludge) - actual - none - plan - treatment (partial recycling) 5. Stormwater drainage (SW) - collector-drainage water (rain and melt) - fact - not available - plan - treatment of storm water drainage system 6. Access to sanitation (connection of the population to the SSS (%) number of subscribers (population) of the territorial community (TC) - actual - 0 % / 0 thousand people - plan - 100%/4.6 thousand people 7. Climate neutrality - plan - installation of modern energy-saving equipment | Mamayivka village council | no | no | 4.6 | M5.3 Danube River Basin Region | M5.3.2 Prut River sub-basin | Chernivetska | Chernivtsi | Mamaevskaya | Prut River | UA_M5.3.2_0007 | at risk | not established | not established |  | х | [5 empty] | 1.2 | [5 empty] | 30.7 | 36.8 |  |  | 36.8 | 2023 | Drinking Water of Ukraine Programme, Strategic Development Plan of Mamayivska AH for 2018-2030 | state, local budgets, other budgets not prohibited by law | Mamayivska TG | 2025-2030 | 2 (average) | The following villages will be connected to the SPS: vlg. Hlynytsia, Drachyntsi village, Novi Drachyntsi village. Novi Drachyntsi No design and development plan available Approximate calculations made (expert opinion) | Mamayivska TG | 2023 р.
30 | GWP 1, GWP 2, GWP 3 |  | 8.1.1., 8.1.2., 8.1.3 | КТМ - 1,4,8,13,16,21,24,25 | Construction of sewage treatment plants and drainage networks in Berehomet village, Nepolokivetska TG, Chernivtsi district, Chernivtsi region | General (mandatory) data on the CSP operator: 1. Balance holder: Nepolokivetska village council 2. EDRPOU code: 04417033 3. Water user code: not available 4. Information on the operation of the WWTP (as of 01.01.2023) discharged waste water per year, thousand cubic metres - total: 0 - without treatment: 0 - insufficiently treated: 0 - normatively clean (without cleaning): 0 - normatively treated at treatment plants: 0 - biological treatment: 0 - physical and chemical treatment: 0 - mechanical: 0 - capacity of treatment facilities, after which the waste water is discharged into water bodies: 0 including those that provide regulatory treatment: 0 capacity of treatment facilities, after treatment of which return (waste) water is discharged to irrigation fields, terrain, filtration fields, storage tanks and cesspools: 0 | 1. Number of sewage treatment systems (STS): - actual - 0 - plan - 1 2. Method of wastewater treatment - actual - none - plan - MECH (1) / BIO (2) 3. Capacity of facilities after which wastewater is discharged to the surface water body (SWB) - plan - 0 thousand m3/day (0 million m3/year) - plan - 2.43 thousand m3/day (0.887 million m3/year) 4. Residual sediment (sludge) - actual - none - plan - treatment (partial recycling) 5. Stormwater drainage (SWD) - collector-drainage water (rain and melt) - fact - not available - plan - treatment of storm water drainage system 6. Access to sanitation (connection of the population to the SSS (%) number of subscribers (population) of the territorial community (TC) - actual - 0 % / 0 thousand people - plan - 100%/9.7 thousand people 7. Climate neutrality - plan - installation of modern energy-saving equipment | Nepolokivetska village council | no | no | 9.7 | M5.3 Danube River Basin Region | M5.3.2 Prut River sub-basin | Chernivetska | Chernivtsi | Nepolokivetska | Prut River | UA_M5.3.2_0007 | at risk | not established | not established |  | х | [5 empty] | 2.43 | [5 empty] | 31.93 | 77.6 |  |  | 77.6 | 2023 | Drinking Water of Ukraine Programme | state, local budgets, other budgets not prohibited by law | Nepolokivetska TG | 2025-2030 | 2 (average) | Nepolokivtsi, Pyadykivtsi, Berehomet, Klockichka, Orshivtsi, Revakivtsi, and Orshivtsi villages will be connected to the WSC. Revakivtsi, Orshivtsi No design and development plan available Approximate calculations have been made (expert opinion) | Nepolokivetska TG | 2023 р.
31 | GWP 1, GWP 2, GWP 3 |  | 8.1.1., 8.1.2., 8.1.3 | КТМ - 1,4,8,13,16,21,24,25 | Construction of sewage treatment plants and drainage networks in the village of Marshyntsi Novoselytsia TG Chernivtsi district, Chernivtsi region | General (mandatory) data on the CSP operator: 1. Balance holder: Novoselytsia City Council 2. EDRPOU code: 04062050 3. Water user code: not available 4. Information on the operation of the WWTP (as of 01.01.2023) discharged waste water per year, thousand cubic metres - total: 0 - without treatment: 0 - insufficiently treated: 0 - normatively clean (without cleaning): 0 - normatively treated at treatment plants: 0 - biological treatment: 0 - physical and chemical treatment: 0 - mechanical: 0 - capacity of treatment facilities, after which the waste water is discharged into water bodies: 0 including those that provide regulatory treatment: 0 capacity of treatment facilities, after treatment of which return (waste) water is discharged to irrigation fields, terrain, filtration fields, storage tanks and cesspools: 0 | 1. Number of sewage treatment systems (STS): - actual - 0 - plan - 1 2. Method of wastewater treatment - actual - none - plan - MEH (1)/BIO (2) 3. Capacity of facilities after which wastewater is discharged to the surface water body (SWB) - plan - 0 thousand m3/day (0 million m3/year) - plan - 1.73 thousand m3/day (0.631 million m3/year) 4. Residual sediment (sludge) - actual - none - plan - treatment (partial recycling) 5. Stormwater drainage (SW) - collector-drainage water (rain and melt) - fact - absent - plan - treatment of storm water drainage system 6. Access to sanitation (connection of the population to the SSS (%) number of subscribers (population) of the territorial community (TC) - actual - 0 % / 0 thousand people - plan - 100%/6.9 thousand people 7. Climate neutrality - plan - installation of modern energy-saving equipment | Novoselytsia City Council | no | no | 6.9 | M5.3 Danube River Basin Region | M5.3.2 Prut River sub-basin | Chernivetska | Chernivtsi | Novoselytska | Prut River | UA_M5.3.2_0007 | at risk | not established | not established |  | х | [5 empty] | 1.73 | [5 empty] | 31.9 | 55.2 |  |  | 55.2 | 2023 | Drinking Water of Ukraine Programme, Sustainable Development Strategy of Novoselytsia Municipal District for 2021-2029 | state, local budgets, other budgets not prohibited by law | Novoselytska TG | 2025-2030 | 2 (average) | The following villages will be connected to the SPS: vlg. Strointsi, village. Marshyntsi No design and development plan available Approximate calculations made (expert opinion) | Novoselytska TG | 2023 р.
32 | GWP 1, GWP 2, GWP 3 |  | 8.1.1., 8.1.2., 8.1.3 | КТМ - 1,4,8,13,16,21,24,25 | Construction of sewage treatment plants and water disposal networks in Tsuren village Ostrytska TG, Chernivtsi district, Chernivtsi region | General (mandatory) data on the CSP operator: 1. Balance holder: Ostrytska village council 2. EDRPOU code: 04418417 3. Water user code: not available 4. Information on the operation of the WWTP (as of 01.01.2023) discharged waste water per year, thousand cubic metres - total: 0 - without treatment: 0 - insufficiently treated: 0 - normatively clean (without cleaning): 0 - normatively treated at treatment plants: 0 - biological treatment: 0 - physical and chemical treatment: 0 - mechanical: 0 - capacity of treatment facilities, after which the waste water is discharged into water bodies: 0 including those that provide regulatory treatment: 0 capacity of treatment facilities, after treatment of which return (waste) water is discharged to irrigation fields, terrain, filtration fields, storage tanks and cesspools: 0 | 1. Number of sewage treatment systems (STS): - actual - 0 - plan - 1 2. Method of wastewater treatment - actual - none - plan - MECH (1)/BIO (2) 3. Capacity of facilities after which wastewater is discharged to the surface water body (SWB) - plan - 0 thousand m3/day (0 million m3/year) - plan - 1.8 thousand m3/day (0.657 million m3/year) 4. Residual sediment (sludge) - actual - none - plan - treatment (partial recycling) 5. Stormwater drainage (SW) - collector-drainage water (rain and melt) - fact - absent - plan - treatment of storm water drainage system 6. Access to sanitation (connection of the population to the SSS (%) number of subscribers (population) of the territorial community (TC) - actual - 0 % / 0 thousand people - plan - 100%/7.1 thousand people 7. Climate neutrality - plan - installation of modern energy-saving equipment | Ostrytska village council | no | no | 7.1 | M5.3 Danube River Basin Region | M5.3.2 Prut River sub-basin | Chernivetska | Chernivtsi | Ostrytska | Prut River | UA_M5.3.2_0007 | at risk | not established | not established |  | х | [5 empty] | 1.83 | [5 empty] | 31.04 | 56.8 |  |  | 56.8 | 2023 | Drinking Water of Ukraine Programme | state, local budgets, other budgets not prohibited by law | Ostrytska TG | 2025-2030 | 2 (average) | The following villages will be connected to the CSP: Ostrytsia, vlg. Lukovytsia, Tsuren village, village. Mamornytsia village, Mamornytsia village. Mamornytsia Vama No design and development plan available Approximate calculations made (expert opinion) | Ostrytska TG | 2023 р.
33 | GWEP 4 |  | 8.1.4. | КТМ - 5,6,7,17,23,25 | Restoration and rehabilitation (revitalisation) of the Storozhynets River within the village of Bila Mamaivska, Chernivtsi District, Chernivtsi Oblast | The measures are aimed at improving the hydrological state of the watercourse, natural restoration of the river ecosystem, and achieving good ecological condition of the MNR | The design decisions provide for the restoration of a section of the Storozhynets River channel with a total length of 1030 metres (Google coordinates from 48.323141, 25.888759 to 48.316160, 25.880769): - including the section of the channel consolidation with stone in raft cages - 50 m.p. - including the section of the channel consolidation with stone riprap - 128 m.p.; - slope reclamation on the territory of the works - 14,000 m2. The total amount of earthworks is 17,102m3. The construction period is 2 months. | с. Bila village of Mamayivka village council | no | no | 0.7 | M5.3 Danube River Basin Region | M5.3.2 Prut River sub-basin | Chernivtsi region | Chernivtsi district | Mamayivska territorial community | Prut River | UA_M5.3.2_0007 | At risk | not established | not established | no |  |  | + | [5 empty] | 1.03 |  |  |  |  | 2.7051 |  | 0.412 | 3.1171 | 2022-06-08 | The Flood Risk Management Plan for Certain Areas within the Danube River Basin Region for 2023-2030 was approved by by the Order of the Cabinet of Ministers of Ukraine of 8 October 2022 No. 895-p | State, regional, local and other funds | NGO "World Wide Fund for Nature Ukraine" | 2025-2030 | 4 (very low) | Design and estimate documentation developed, EIA received a positive conclusion | NGO "World Wide Fund for Nature Ukraine" | 2023-06-12
34 | GWP 1, GWP 2, GWP 3 |  | 8.1.1., 8.1.2., 8.1.3 | КТМ - 1,4,8,13,16,21,24,25 | Construction of sewage treatment plants and drainage networks in Bili Oslavy village, Delyatynska TG, Nadvirna district, Ivano-Frankivsk region | General (mandatory) data on the CSP operator: 1. Balance sheet holder: Delyatyn village council 2. EDRPOU code: 04354539 3. Water user code: not available 4. Information on the operation of the WWTP (as of 01.01.2023) discharged waste water per year, thousand cubic metres - total: 0 - without treatment: 0 - insufficiently treated: 0 - normatively clean (without purification): 0 - normatively treated at treatment plants: 0 - biological treatment: 0 - physical and chemical treatment: 0 - mechanical: 0 - capacity of treatment facilities, after which the waste water is discharged into water bodies: 0 including those that provide regulatory treatment: 0 capacity of treatment facilities, after treatment of which return (waste) water is discharged to irrigation fields, terrain, filtration fields, storage tanks and cesspools: 0 | 1. Number of sewage treatment systems (STS): - actual - 0 - plan - 1 2. Method of wastewater treatment - actual - none - plan - MEH (1)/BIO (2) 3. Capacity of facilities after which wastewater is discharged to the surface water body (SWB) - actual - 0 thousand m3/day (0 million m3/year) - plan - 1.6 thousand m3/day (0.584 million m3/year) 4. Residual sediment (sludge) - actual - none - plan - treatment (partial recycling) 5. Stormwater drainage (SW) - collector-drainage water (rain and melt) - fact - absent - plan - treatment of storm water drainage system 6. Access to sanitation (connection of the population to the SSS (%) number of subscribers (population) of the territorial community (TC) - actual - 0 % / 0 thousand people - plan - 100%/6.4 thousand people 7. Climate neutrality - plan - installation of modern energy-saving equipment | Delyatyn village council | no | no | 6.4 | M5.3 Danube River Basin Region | M5.3.2 Prut River sub-basin | Ivano-Frankivsk | Nadvirnianskyi | Deliatynska | White Oslava River | UA_M5.3.2_0026 | at risk | not established | not established |  | х | [5 empty] | 1.6 | [5 empty] | 32 | 51.2 |  |  | 51.2 | 2023 | Drinking Water of Ukraine Programme | state, local budgets, other budgets not prohibited by law | Delyatynska TG | 2025-2030 | 2 (average) | Bilyi Oslavy and Chorni Oslavy villages will be connected to the SPS No feasibility study available Estimates made (expert opinion) | BOULEVARD of the Prut and Siret | 2023 р.
35 | GWP 1, GWP 2, GWP 3 |  | 8.1.1., 8.1.2., 8.1.3 | КТМ - 1,4,8,13,16,21,24,25 | Construction of sewage treatment plants and drainage networks in Knyazhdvir village, Pechenizhynska TG, Kolomyia district, Ivano-Frankivsk region | General (mandatory) data on the CSP operator: 1. Balance holder: Pechenizhyn village council 2. EDRPOU code: 40157159 3. Water user code: not available 4. Information on the operation of the WWTP (as of 01.01.2023) discharged waste water per year, thousand cubic metres - total: 0 - without treatment: 0 - insufficiently treated: 0 - normatively clean (without purification): 0 - normatively treated at treatment plants: 0 - biological treatment: 0 - physical and chemical treatment: 0 - mechanical: 0 - capacity of treatment facilities, after which the waste water is discharged into water bodies: 0 including those that provide regulatory treatment: 0 capacity of treatment facilities, after treatment of which return (waste) water is discharged to irrigation fields, terrain, filtration fields, storage tanks and cesspools: 0 | 1. Number of sewage treatment systems (STS): - actual - 0 - plan - 1 2. Method of wastewater treatment - actual - none - plan - MECH (1)/BIO (2) 3. Capacity of facilities after which wastewater is discharged to the surface water body (SWB) - actual - 0 thousand m3/day (0 million m3/year) - plan - 0.73 thousand m3/day (0.266 million m3/year) 4. Residual sediment (sludge) - actual - none - plan - treatment (partial recycling) 5. Stormwater drainage (SW) - collector-drainage water (rain and melt) - fact - absent - plan - treatment of storm water drainage system 6. Access to sanitation (connection of the population to the SSS (%) number of subscribers (population) of the territorial community (TC) - actual - 0 % / 0 thousand people - plan - 100%/2.9 thousand people 7. Climate neutrality - plan - installation of modern energy-saving equipment | Pechenizhyn village council | no | no | 2.9 | M5.3 Danube River Basin Region | M5.3.2 Prut River sub-basin | Ivano-Frankivsk | Kolomyisky | Pechenizhynska | Shybenka Velyka river | UA_M5.3.2_0032 | without compromising environmental goals | not established | not established |  | х | [5 empty] | 0.73 | [5 empty] | 31.78 | 23.2 |  |  | 23.2 | 2023 | Drinking Water of Ukraine Programme, Development Strategy of the Pechenizhynska amalgamated territorial community for 2018-2026. | state, local budgets, other budgets not prohibited by law | Pechenizhynska TG | 2025-2026 | 2 (average) | No design and construction project Estimated calculations (expert opinion) | Pechenizhynska TG | 2023 р.
36 | GWP 1, GWP 2, GWP 3 |  | 8.1.1., 8.1.2., 8.1.3 | КТМ - 1,4,8,13,16,21,24,25 | Construction of sewage treatment plants and drainage networks in Kosmach village Kosmach TG Kosiv district, Ivano-Frankivsk region | General (mandatory) data on the CSP operator: 1. Balance sheet holder: Kosmak village council. 2. EDRPOU code: 41064139 3. Water user code: not available 4. Information on the operation of the WWTP (as of 01.01.2023) discharged waste water per year, thousand cubic metres - total: 0 - without treatment: 0 - insufficiently treated: 0 - normatively clean (without purification): 0 - normatively treated at treatment plants: 0 - biological treatment: 0 - physical and chemical treatment: 0 - mechanical: 0 - capacity of treatment facilities, after which the waste water is discharged into water bodies: 0 including those that provide regulatory treatment: 0 capacity of treatment facilities, after treatment of which return (waste) water is discharged to irrigation fields, terrain, filtration fields, storage tanks and cesspools: 0 | 1. Number of sewage treatment systems (STS): - actual - 0 - plan - 1 2. Method of wastewater treatment - actual - none - plan - MECH (1)/BIO (2) 3. Capacity of facilities after which wastewater is discharged to the surface water body (SWB) - actual - 0 thousand m3/day (0 million m3/year) - plan - 1.63 thousand m3/day (0.595 million m3/year) 4. Residual sediment (sludge) - actual - none - plan - treatment (partial recycling) 5. Stormwater drainage (SW) - collector-drainage water (rain and melt) - fact - absent - plan - treatment of stormwater drainage system 6. Access to sanitation (connection of the population to the SSS (%) number of subscribers (population) of the territorial community (TC) - actual - 0 % / 0 thousand people - plan - 100%/6.5 thousand people 7. Climate neutrality - plan - installation of modern energy-saving equipment | Kosmak village council | no | no | 6.5 | M5.3 Danube River Basin Region | M5.3.2 Prut River sub-basin | Ivano-Frankivsk | Kosovsky | Kosmatska | Pistynka River | UA_M5.3.2_0035 | at risk | not established | not established |  | х | [5 empty] | 1.63 | [5 empty] | 31.9 | 52 |  |  | 52 | 2023 | Drinking Water of Ukraine Programme | state, local budgets, other budgets not prohibited by law | Kosmatska TG | 2025-2030 | 2 (average) | No design and construction project Estimated calculations (expert opinion) | BOULEVARD of the Prut and Siret | 2023 р.
37 | GWP 1, GWP 2, GWP 3 |  | 8.1.1., 8.1.2., 8.1.3 | КТМ - 1,4,8,13,16,21,24,25 | Construction of sewage treatment plants and water disposal networks in the village of Mykytyntsi Kosivska TG Kosiv district, Ivano-Frankivsk region | General (mandatory) data on the CSP operator: 1. Balance sheet holder: Kosiv City Council. 2. EDRPOU code: 04054228 3. Water user code: not available 4. Information on the operation of the WWTP (as of 01.01.2023) discharged waste water per year, thousand cubic metres - total: 0 - without treatment: 0 - insufficiently treated: 0 - normatively clean (without purification): 0 - normatively treated at treatment plants: 0 - biological treatment: 0 - physical and chemical treatment: 0 - mechanical: 0 - capacity of treatment facilities, after which the waste water is discharged into water bodies: 0 including those that provide regulatory treatment: 0 capacity of treatment facilities, after treatment of which return (waste) water is discharged to irrigation fields, terrain, filtration fields, storage tanks and cesspools: 0 | 1. Number of sewage treatment systems (STS): - actual - 0 - plan - 1 2. Method of wastewater treatment - actual - none - plan - MECH (1)/BIO (2) 3. Capacity of facilities after which wastewater is discharged to the surface water body (SWB) - actual - 0 thousand m3/day (0 million m3/year) - plan - 1.73 thousand m3/day (0.631 million m3/year) 4. Residual sediment (sludge) - actual - none - plan - treatment (partial recycling) 5. Stormwater drainage (SW) - collector-drainage water (rain and melt) - fact - absent - plan - treatment of storm water drainage system 6. Access to sanitation (connection of the population to the SSS (%) number of subscribers (population) of the territorial community (TC) - actual - 0 % / 0 thousand people - plan - 100%/6.9 thousand people 7. Climate neutrality - plan - installation of modern energy-saving equipment | Kosiv City Council | no | no | 6.9 | M5.3 Danube River Basin Region | M5.3.2 Prut River sub-basin | Ivano-Frankivsk | Kosovsky | Kosivska | Pistynka River | UA_M5.3.2_0038 | possibly at risk | not established | not established |  | х | [5 empty] | 1.73 | [5 empty] | 31.9 | 55.2 |  |  | 55.2 | 2023 | Drinking Water of Ukraine Programme, Kosiv City Territorial Community Development Strategy for 2022-2027 | state, local budgets, other budgets not prohibited by law | Kosivska TG | 2025-2027 | 2 (average) | The following villages will be connected to the CSP: vlg. Horod, village. Sokolivka No design and construction documents available Estimates made (expert opinion) | Kosivska TG | 2023 р.
38 | GWP 1, GWP 2, GWP 3 |  | 8.1.1., 8.1.2., 8.1.3 | КТМ - 1,4,8,13,16,21,24,25 | Construction of sewage treatment plants and water disposal networks in the village of Nizhniy Verbizh Nizhneverbizka TG Kolomyia district Ivano-Frankivsk region | General (mandatory) data about the CSP operator: 1. Balance sheet holder: Nyzhnyoverbizka village council 2. EDRPOU code: 04354083 3. Water user code: not available 4. Information on the operation of the WWTP (as of 01.01.2023) discharged waste water per year, thousand cubic metres - total: 0 - without treatment: 0 - insufficiently treated: 0 - normatively clean (without purification): 0 - normatively treated at treatment plants: 0 - biological treatment: 0 - physical and chemical treatment: 0 - mechanical: 0 - capacity of treatment facilities, after which the waste water is discharged into water bodies: 0 including those that provide regulatory treatment: 0 capacity of treatment facilities, after treatment of which return (waste) water is discharged to irrigation fields, terrain, filtration fields, storage tanks and cesspools: 0 | 1. Number of sewage treatment systems (STS): - actual - 0 - plan - 1 2. Method of wastewater treatment - actual - none - plan - MECH (1)/BIO (2)/TRO (3) 3. Capacity of facilities after which wastewater is discharged to the surface water body (SWB) - actual - 0 thousand m3/day (0 million m3/year) - plan - 2.55 thousand m3/day (0.931 million m3/year) 4. Residual sediment (sludge) - actual - none - plan - treatment (partial recycling) 5. Stormwater drainage (SW) - collector-drainage water (rain and melt) - fact - absent - plan - treatment of storm water drainage system 6. Access to sanitation (connection of the population to the SSS (%) number of subscribers (population) of the territorial community (TC) - actual - 0 % / 0 thousand people - plan - 100%/10.2 thousand people 7. Climate neutrality - plan - installation of modern energy-saving equipment | Nyzhnyoverbizka village council | no | no | 10.2 | M5.3 Danube River Basin Region | M5.3.2 Prut River sub-basin | Ivano-Frankivsk | Kolomyisky | Nizhneverbizhskaya | Pistynka River | UA_M5.3.2_0038 | possibly at risk | not established | not established |  | х | [5 empty] | 2.55 | [5 empty] | 72 | 183.6 |  |  | 183.6 | 2023 | Drinking Water of Ukraine Programme, Development Strategy of the Nizhneverbizhske Amalgamated Territorial Community for 2018-2026. | state, local budgets, other budgets not prohibited by law | Nizhneverbizhskaya TG | 2025-2026 | 2 (average) | No design and construction project Estimated calculations (expert opinion) | Nizhneverbizhskaya TG | 2023 р.
39 | GWP 1, GWP 2, GWP 3, GWP 4 |  | 8.1.1., 8.1.2., 8.1.3., 8.1.4. | КТМ - 5,6,7,17,23,25 | Cleaning of the riverbed with restoration of the free flow of the Pistynka River and installation of a coastal protection strip in the village of Nyzhniy Verbizh, Nyzhniy Verbizh TG, Kolomyia district, Ivano-Frankivsk region (including design works). | The measures are aimed at improving the hydrological condition of the watercourse, natural restoration of the river ecosystem, and achieving good ecological status of the MNR, as well as establishing a coastal protection strip. | Clearing a 2 km long section of the Pistynka River bed (Google coordinates 48.481527, 25.028257 to 48.502232, 25.040231) in the village of Nyzhniy Verbizh, Nyzhniy Verbizh TG, Ivano-Frankivsk Oblast, from excessive vegetation and sedimentation with the obligatory preservation of the natural morphological characteristics of the bed and banks, restoration and maintenance of a favourable hydrological regime and ensuring free water flow. Since the Pistynka River is a mountainous river with predominantly gravel and pebble soil, there is no silt on it. | Nyzhnyoverbizka village council | no | no | 1.5 | M5.3 Danube River Basin Region | M5.3.2 Prut River sub-basin | Ivano-Frankivsk | Kolomyisky | Nizhneverbizhskaya | Pistynka River | UA_M5.3.2_0038 | possibly at risk | not established | not established | Hutsulshchyna National Park |  |  | + | [5 empty] | 2 |  |  |  | 1.5 | 3 | 0.2 | 0.6 | 3.6 | 2023-08-04 | Regional and oblast programmes of social and economic development of the community | State, regional, local and other funds | Nizhneverbizhskaya TG | 2025-2030 | 3 (low) | No design and estimate documentation and EIA available | Nizhneverbizhskaya TG | 2023-08-04
40 | GWP 1, GWP 2, GWP 3 |  | 8.1.1., 8.1.2., 8.1.3 | КТМ - 1,4,8,13,16,21,24,25 | Construction of sewage treatment plants and drainage networks in Velykyi Kliuchiv village, Nizhneverbizka TG, Kolomyia district, Ivano-Frankivsk region | General (mandatory) data about the CSP operator: 1. Balance sheet holder: Nyzhnyoverbizka village council 2. EDRPOU code: 04354083 3. Water user code: not available 4. Information on the operation of the WWTP (as of 01.01.2023) discharged waste water per year, thousand cubic metres - total: 0 - without treatment: 0 - insufficiently treated: 0 - normatively clean (without purification): 0 - normatively treated at treatment plants: 0 - biological treatment: 0 - physical and chemical treatment: 0 - mechanical: 0 - capacity of treatment facilities, after which the waste water is discharged into water bodies: 0 including those that provide regulatory treatment: 0 capacity of treatment facilities, after treatment of which return (waste) water is discharged to irrigation fields, terrain, filtration fields, storage tanks and cesspools: 0 | 1. Number of sewage treatment systems (STS): - actual - 0 - plan - 1 2. Method of wastewater treatment - actual - none - plan - MECH (1)/BIO (2) 3. Capacity of facilities after which wastewater is discharged to the surface water body (SWB) - actual - 0 thousand m3/day (0 million m3/year) - plan - 0.85 thousand m3/day (0.310 million m3/year) 4. Residual sediment (sludge) - actual - none - plan - treatment (partial recycling) 5. Stormwater drainage (SW) - collector-drainage water (rain and melt) - fact - absent - plan - treatment of storm water drainage system 6. Access to sanitation (connection of the population to the SSS (%) number of subscribers (population) of the territorial community (TC) - actual - 0 % / 0 thousand people - plan - 100%/3.4 thousand people 7. Climate neutrality - plan - installation of modern energy-saving equipment | Nyzhnyoverbizka village council | no | no | 3.4 | M5.3 Danube River Basin Region | M5.3.2 Prut River sub-basin | Ivano-Frankivsk | Kolomyisky | Nizhneverbizhskaya | Lučka River | UA_M5.3.2_0044 | possibly at risk | not established | not established |  | х | [5 empty] | 0.85 | [5 empty] | 32 | 27.2 |  |  | 27.2 | 2023 | Drinking Water of Ukraine Programme, Development Strategy of the Nizhneverbizhske Amalgamated Territorial Community for 2018-2026. | state, local budgets, other budgets not prohibited by law | Nizhneverbizhskaya TG | 2025-2026 | 2 (average) | No design and construction project Estimated calculations (expert opinion) | Nizhneverbizhskaya TG | 2023 р.
41 | GWP 1, GWP 2, GWP 3 |  | 8.1.1., 8.1.2., 8.1.3 | КТМ - 1,4,8,13,16,21,24,25 | Construction of sewage treatment plants and drainage networks in the village. Stopchativ Yablunivska TG Kosiv district, Ivano-Frankivsk region | General (mandatory) data about the CSP operator: 1. Balance sheet holder: Yablunivka village council 2. EDRPOU code: 41920684 3. Water user code: not available 4. Information on the operation of the WWTP (as of 01.01.2023) discharged waste water per year, thousand cubic metres - total: 0 - without treatment: 0 - insufficiently treated: 0 - normatively clean (without purification): 0 - normatively treated at treatment plants: 0 - biological treatment: 0 - physical and chemical treatment: 0 - mechanical: 0 - capacity of treatment facilities, after which the waste water is discharged into water bodies: 0 including those that provide regulatory treatment: 0 capacity of treatment facilities, after treatment of which return (waste) water is discharged to irrigation fields, terrain, filtration fields, storage tanks and cesspools: 0 | 1. Number of sewage treatment systems (STS): - actual - 0 - plan - 1 2. Method of wastewater treatment - actual - none - plan - MECH (1)/BIO (2)/TRO (3) 3. Capacity of facilities after which wastewater is discharged to the surface water body (SWB) - actual - 0 thousand m3/day (0 million m3/year) - plan - 4.03 thousand m3/day (1.471 million m3/year) 4. Residual sediment (sludge) - actual - not available - plan - treatment (partial processing) 5. Stormwater drainage (SW) - collector-drainage water (rain and melt) - fact - absent - plan - treatment of stormwater drainage system 6. Access to sanitation (connection of the population to the SSS (%) number of subscribers (population) of the territorial community (TC) - actual - 0 % / 0 thousand people - plan - 100%/16.1 thousand people 7. Climate neutrality - plan - installation of modern energy-saving equipment | Yablunivka village council | no | no | 16.1 | M5.3 Danube River Basin Region | M5.3.2 Prut River sub-basin | Ivano-Frankivsk | Kosovsky | Yablunivska | Lučka River | UA_M5.3.2_0044 | possibly at risk | not established | not established |  | х | [5 empty] | 4.03 | [5 empty] | 71.91 | 289.8 |  |  | 289.8 | 2023 | Drinking Water of Ukraine Programme | state, local budgets, other budgets not prohibited by law | Yablunivska TG | 2025-2030 | 2 (average) | The following villages will be connected to the transmission system: Yabluniv, Akreshory, Banya Bereziv, Vizhniy Bereziv, Liucha, Nyzhniy Bereziv, and Serednyi Bereziv. Serednyi Bereziv, village. Stopchativ, village. Utoropy, village Current PDD is absent Indicative calculations have been made (expert opinion) | BOULEVARD of the Prut and Siret | 2023 р.
42 | GWP 1, GWP 2, GWP 3, GWP 4 |  | 8.1.1., 8.1.2., 8.1.3., 8.1.4. | КТМ - 5,6,7,17,23,25 | Cleaning of the riverbed with restoration of the free flow of the Liuchka River and installation of a coastal protection strip in the village of Nyzhniy Verbizh, Nyzhniy Verbizh TG, Kolomyia district, Ivano-Frankivsk region (including design work). | The measures are aimed at improving the hydrological condition of the watercourse, natural restoration of the river ecosystem and achieving good ecological condition of the MNR, as well as establishing a coastal protection strip. | Clearing a 2 km long section of the Liuchka riverbed (Google coordinates 48.500185, 25.003624 to 48.500412, 25.031261) in the village of Nyzhniy Verbizh, Nyzhniy Verbizh TG, Ivano-Frankivsk Oblast, from excessive vegetation and sedimentation with the mandatory preservation of the natural morphological characteristics of the riverbed and banks, restoration and maintenance of a favourable hydrological regime, and ensuring free water flow. As the Liuchka River is a mountainous river with predominantly gravel and pebble soil, there is no silt. | Nizhneverbizhskaya TG | no | no | 1.5 | M5.3 Danube River Basin Region | M5.3.2 Prut River sub-basin | Ivano-Frankivsk region | Kolomyia district | Nizhneverbizhskaya | Lučka River | UA_M5.3.2_0044 | possibly at risk | not established | not established |  |  |  | + | [5 empty] | 2 |  |  |  | 1.5 | 3 | 0.2 | 0.6 | 3.6 | 2023-08-04 | Regional and oblast programmes of social and economic development of the community | state, local budgets, other budgets not prohibited by law | Nizhneverbizhskaya TG | 2025-2030 | 3 (low) | No design and estimate documentation and EIA available | Nizhneverbizhskaya TG | 2023-08-04
43 | GWP 1, GWP 2, GWP 3, GWP 4 |  | 8.1.4. | КТМ - 5,6,7,17,23,25 | Restoration of the hydrological situation and capacity of the Pechenega River channel and installation of a coastal protection strip in the in the area of Dovbush street Pechenizhyn village Pechenizhynska TG Kolomyia district Ivano-Frankivsk region | The measures are aimed at improving the hydrological state of the watercourse, natural restoration of the river ecosystem, and achieving good ecological status of the MNR, as well as establishing a coastal protection strip | To clear a 1 km long section of the Pechenega riverbed (Google coordinates from 48.517451970811564, 24.87502644494288 to 48.52153470331216, 24.88437672946934) in the village of Pechenizhyn, Pechenizhyn TG, Ivano-Frankivsk Oblast, from excessive vegetation and sedimentation with the obligatory preservation of the natural morphological characteristics of the riverbed and banks, restoration and maintenance of a favourable hydrological regime and ensuring free water flow. Since the Pechenega River is a mountainous river with predominantly gravel and pebble soil, there is no silt on it. | Pechenizhyn village council | no | no | 1 | M5.3 Danube River Basin Region | M5.3.2 Prut River sub-basin | Ivano-Frankivsk | Kolomyisky | Pechenizhynska | Pechenega River | UA_M5.3.2_0050 | without compromising environmental goals | not established | not established |  |  |  | + | [5 empty] | 1.0 |  |  |  | 0.89944 | 1.1494 | 0.4 | 0.4 | 1.5494 | 2023-07-19 | Regional and oblast programmes of social and economic development of the community | state, local budgets, other budgets not prohibited by law | Pechenizhynska TG | 2025-2030 | 3 (low) | No design and estimate documentation and EIA available | Pechenizhynska TG | 2023-08-18
44 | GWP 1, GWP 2, GWP 3 |  | 8.1.1., 8.1.2., 8.1.3 | КТМ - 1,4,8,13,16,21,24,25 | Construction of sewage treatment plants and drainage networks in the village of Rungury Pechenizhynska TG Kolomyia district Ivano-Frankivsk region | General (mandatory) data on the CSP operator: 1. Balance holder: Pechenizhyn village council 2. EDRPOU code: 40157159 3. Water user code: not available 4. Information on the operation of the WWTP (as of 01.01.2023) discharged waste water per year, thousand cubic metres - total: 0 - without treatment: 0 - insufficiently treated: 0 - normatively clean (without purification): 0 - normatively treated at treatment plants: 0 - biological treatment: 0 - physical and chemical treatment: 0 - mechanical: 0 - capacity of treatment facilities, after which the waste water is discharged into water bodies: 0 including those that provide regulatory treatment: 0 capacity of treatment facilities, after treatment of which return (waste) water is discharged to irrigation fields, terrain, filtration fields, storage tanks and cesspools: 0 | 1. Number of sewage treatment systems (STS): - actual - 0 - plan - 1 2. Method of wastewater treatment - actual - none - plan - MECH (1)/BIO (2) 3. Capacity of facilities after which wastewater is discharged to the surface water body (SWB) - actual - 0 thousand m3/day (0 million m3/year) - plan - 0.9 thousand m3/day (0.329 million m3/year) 4. Residual sediment (sludge) - actual - none - plan - treatment (partial recycling) 5. Stormwater drainage (SW) - collector-drainage water (rain and melt) - fact - absent - plan - treatment of storm water drainage system 6. Access to sanitation (connection of the population to the SSS (%) number of subscribers (population) of the territorial community (TC) - actual - 0 % / 0 thousand people - plan - 100%/3.5 thousand people 7. Climate neutrality - plan - installation of modern energy-saving equipment | Pechenizhyn village council | no | no | 3.5 | M5.3 Danube River Basin Region | M5.3.2 Prut River sub-basin | Ivano-Frankivsk | Kolomyisky | Pechenizhynska | Sopivka River | UA_M5.3.2_0050 | without compromising environmental goals | not established | not established |  | х | [5 empty] | 0.9 | [5 empty] | 31.11 | 28 |  |  | 28 | 2023 | Drinking Water of Ukraine Programme, Development Strategy of the Pechenizhynska amalgamated territorial community for 2018-2026. | state, local budgets, other budgets not prohibited by law | Pechenizhynska TG | 2025-2026 | 2 (average) | The following villages will be connected to the CPS. Rungury, village. Sloboda No design and development plan available Approximate calculations made (expert opinion) | Pechenizhynska TG | 2023 р.
45 | GWP 1, GWP 2, GWP 3 |  | 8.1.1., 8.1.2., 8.1.3 | КТМ - 1,4,8,13,16,21,24,25 | Construction of sewage treatment plants and drainage networks in the village of Sopiv Pechenizhynska TG Kolomyia district, Ivano-Frankivsk region | General (mandatory) data on the CSP operator: 1. Balance holder: Pechenizhyn village council 2. EDRPOU code: 40157159 3. Water user code: not available 4. Information on the operation of the WWTP (as of 01.01.2023) discharged waste water per year, thousand cubic metres - total: 0 - without treatment: 0 - insufficiently treated: 0 - normatively clean (without purification): 0 - normatively treated at treatment plants: 0 - biological treatment: 0 - physical and chemical treatment: 0 - mechanical: 0 - capacity of treatment facilities, after which the waste water is discharged into water bodies: 0 including those that provide regulatory treatment: 0 capacity of treatment facilities, after treatment of which return (waste) water is discharged to irrigation fields, terrain, filtration fields, storage tanks and cesspools: 0 | 1. Number of sewage treatment systems (STS): - actual - 0 - plan - 1 2. Method of wastewater treatment - actual - none - plan - MECH (1)/BIO (2) 3. Capacity of facilities after which wastewater is discharged to the surface water body (SWB) - actual - 0 thousand m3/day (0 million m3/year) - plan - 0.65 thousand m3/day (0.237 million m3/year) 4. Residual sediment (sludge) - actual - none - plan - treatment (partial recycling) 5. Stormwater drainage (SW) - collector-drainage water (rain and melt) - fact - absent - plan - treatment of stormwater drainage system 6. Access to sanitation (connection of the population to the SSS (%) number of subscribers (population) of the territorial community (TC) - actual - 0 % / 0 thousand people - plan - 100%/2.6 thousand people 7. Climate neutrality - plan - installation of modern energy-saving equipment | Pechenizhyn village council | no | no | 2.6 | M5.3 Danube River Basin Region | M5.3.2 Prut River sub-basin | Ivano-Frankivsk | Kolomyisky | Pechenizhynska | Sopivka River | UA_M5.3.2_0051 | without compromising environmental goals | not established | not established |  | х | [5 empty] | 0.65 | [5 empty] | 32 | 20.8 |  |  | 20.8 | 2023 | Drinking Water of Ukraine Programme, Development Strategy of the Pechenizhynska amalgamated territorial community for 2018-2026. | state, local budgets, other budgets not prohibited by law | Pechenizhynska TG | 2025-2026 | 2 (average) | No design and construction project Estimated calculations (expert opinion) | Pechenizhynska TG | 2023 р.
46 | GWP 1, GWP 2, GWP 3, GWP 4 |  | 8.1.4. | КТМ - 5,6,7,17,23,25 | Restoration of the hydrological situation and capacity of the Sopivka river channel near the Voronivka corner and installation of a coastal protection strip in the village of Sopiv Pechenizhynska TG Kolomyia district, Ivano-Frankivsk region | The measures are aimed at improving the hydrological state of the watercourse, natural restoration of the river ecosystem, and achieving good ecological status of the MNR, as well as establishing a coastal protection strip | To clear a 1 km long section of the Sopivka riverbed (Google coordinates 48.515382, 24.986778 to 48.513785, 24.995643) in the village of Sopiv, Pechenizhyn TG, Ivano-Frankivsk Oblast, from excessive vegetation and sedimentation with the mandatory preservation of the natural morphological characteristics of the riverbed and banks, restoration and maintenance of a favourable hydrological regime, and ensuring free water flow. As the Sopivka River is a mountainous river with predominantly gravel and pebble soil, there is no silt. | Pechenizhyn village council | no | no | 2.5 | M5.3 Danube River Basin Region | M5.3.2 Prut River sub-basin | Ivano-Frankivsk | Kolomyisky | Pechenizhynska | Sopivka River | UA_M5.3.2_0051 | No risk | not established | not established |  |  |  | + | [5 empty] | 1.0 |  |  |  | 2.0599 | 2.3099 | 0.4 | 0.4 | 2.7099 | 2023-07-19 | Regional and oblast programmes of social and economic development of the community | state, local budgets, other budgets not prohibited by law | Pechenizhynska TG | 2025-2030 | 3 (low) | No design and estimate documentation and EIA available | Pechenizhynska TG | 2023-08-18
47 | GWP 1, GWP 2, GWP 3 | - | 8.1.1., 8.1.2., 8.1.3 | КТМ - 1,4,8,13,16,21,24,25 | Construction of treatment facilities and sewage networks in the village of Pyadyky Pyadytska TG, Kolomyia district, Ivano-Frankivsk region | General (mandatory) data about the CSP operator: 1. Balance sheet holder: Pyadytska village council 2. EDRPOU code: 04354120 3. Water user code: not available 4. Information on the operation of the WWTP (as of 01.01.2022) discharged waste water per year, million cubic metres - total: 0 - without treatment: 0 - insufficiently treated: 0 - normatively clean (without cleaning): 0 - normatively treated at treatment plants: 0 - biological treatment: 0 - physical and chemical treatment: 0 - capacity of treatment facilities, after which the waste water is discharged into water bodies: 0 including those that provide regulatory treatment: 0 capacity of treatment facilities, after treatment of which return (waste) water is discharged to irrigation fields, terrain, filtration fields, storage tanks and cesspools: 0 | 1. Number of sewage treatment systems (STS): - actual - 0 - plan - 1 2. Method of wastewater treatment - actual - none - plan - MEH(1)/BIO(2) 3. Capacity of facilities after which wastewater is discharged to the surface water body (SWB) - actual - 0 m3/day (0 million m3/year) - plan - 0.9 m3/day (0.328 million m3/year) 4. Residual sediment (silt) - actual - not available - plan - treatment (partial recycling) 5. Stormwater drainage (SW) - collector-drainage water (rain and melt) - fact - not available - plan - treatment of storm water drainage system 6. Access to sanitation (connection of the population to the SSS (%) number of subscribers (population) of the territorial community (TC) - actual - 0%/0 thousand people - plan - 100%/3.5 thousand people 7. Climate neutrality - plan - installation of modern energy-saving equipment | Pyadytska village council | No. | no | 3.5 | M5.3 Danube River Basin Region | M5.3.2 Prut River sub-basin | Ivano-Frankivsk region | Kolomyia district | Pyadytska | Dobrovidka River, Kosachivka River | UA_M5.3.2_0056 UA_M5.3.2_0057 | possibly at risk/at risk | not established | not established |  | х | [5 empty] | 0.9 | [5 empty] | 31.1 | 28 |  |  | 28 | 2022 | The Drinking Water Programme, the Programme "Environmental Protection of Ivano-Frankivsk Oblast Environment Protection in Ivano-Frankivsk Oblast until 2025, and the Pyadytska Rural TG Development Strategy until 2027. | state, local budgets, other budgets not prohibited by law | Pyadytska TG | 2024-2027 (stages of implementation) | 2 (average) | There is no design and construction project, approximate calculations have been made (expert opinion) | Pyadytska TG | 2023 р.
48 | GWP 1, GWP 2, GWP 3, GWP 4 |  | 8.1.4. | КТМ - 5,6,7,17,23,25 | Cleaning of the riverbed with restoration of the free flow of the Verkhivets River and installation of a coastal protection strip in Semakivtsi village, Mateivetska TG, Kolomyia district, Ivano-Frankivsk region (including design works) | The measures are aimed at improving the hydrological state of the watercourse, natural restoration of the river ecosystem, and achieving good ecological status of the MNR, as well as establishing a coastal protection strip | To clear a 1.5 km long section of the Verkhivets River channel (Google coordinates from 48.48439487482923, 25.207747810953766 to 48.48050062064079, 25.21506338907079) in the village of Semakivtsi, Mateyivtsi TG, Ivano-Frankivsk Oblast, from excessive vegetation and sedimentation, while preserving the natural morphological characteristics of the channel and banks, restoring and maintaining a favourable hydrological regime and ensuring free water flow. As the Verkhivets River flows mainly through agricultural land, the river is overgrown and silt accumulates at the bottom. | Mateyivka village council | no | no | 1.2 | M5.3 Danube River Basin Region | M5.3.2 Prut River sub-basin | Ivano-Frankivsk | Kolomyisky | Matejevetska | Verkhovets River | UA_M5.3.2_0058 | No risk | not established | not established |  |  |  | + | [5 empty] | 1.5 |  |  |  | 0.7 | 1 | 0.4 | 0.6 | 1.6 | 2023-08-16 | Regional and oblast programmes of social and economic development of the community | state, local budgets, other budgets not prohibited by law | Matejivetska TG | 2025-2030 | 3 (low) | No design and estimate documentation and EIA available | Matejivetska TG | 2023-08-16
49 | GWP 1, GWP 2, GWP 3 |  | 8.1.1., 8.1.2., 8.1.3 | КТМ - 1,4,8,13,16,21,24,25 | Construction of sewage treatment plants and drainage networks in Pidhaichyky village Pidhaichyky TG, Kolomyia district, Ivano-Frankivsk region | General (mandatory) data on the CSP operator: 1. Balance holder: Pidhaichyky village council 2. EDRPOU code: 04354114 3. Water user code: not available 4. Information on the operation of the WWTP (as of 01.01.2023) discharged waste water per year, thousand cubic metres - total: 0 - without treatment: 0 - insufficiently treated: 0 - normatively clean (without cleaning): 0 - normatively treated at treatment plants: 0 - biological treatment: 0 - physical and chemical treatment: 0 - mechanical: 0 - capacity of treatment facilities, after which the waste water is discharged into water bodies: 0 including those that provide regulatory treatment: 0 capacity of treatment facilities, after treatment of which return (waste) water is discharged to irrigation fields, terrain, filtration fields, storage tanks and cesspools: 0 | 1. Number of sewage treatment systems (STS): - actual - 0 - plan - 1 2. Method of wastewater treatment - actual - none - plan - MEH (1)/BIO (2) 3. Capacity of facilities after which wastewater is discharged to the surface water body (SWB) - actual - 0 thousand m3/day (0 million m3/year) - plan - 0.68 thousand m3/day (0.248 million m3/year) 4. Residual sediment (sludge) - actual - none - plan - treatment (partial processing) 5. Stormwater drainage (SW) - collector-drainage water (rain and melt) - fact - absent - plan - treatment of storm water drainage system 6. Access to sanitation (connection of the population to the SSS (%) number of subscribers (population) of the territorial community (TC) - actual - 0 % / 0 thousand people - plan - 100%/2.7 thousand people 7. Climate neutrality - plan - installation of modern energy-saving equipment | Pidhaichyky village council | no | no | 2.7 | M5.3 Danube River Basin Region | M5.3.2 Prut River sub-basin | Ivano-Frankivsk | Kolomyisky | Pidhaichikovska | Turk River | UA_M5.3.2_0063 | possibly at risk | not established | not established |  | х | [5 empty] | 0.68 | [5 empty] | 31.76 | 21.6 |  |  | 21.6 | 2023 | Drinking Water of Ukraine Programme | state, local budgets, other budgets not prohibited by law | Pidhaichykovska TG | 2025-2030 | 2 (average) | No design and construction project Estimated calculations (expert opinion) | BOULEVARD of the Prut and Siret | 2023 р.
50 | GWP 1, GWP 2, GWP 3 | - | 8.1.1., 8.1.2., 8.1.3 | КТМ - 1,4,8,13,16,21,24,25 | Reconstruction of sewage treatment facilities in Zabolotiv village Zabolotivska TG Kolomyia district, Ivano-Frankivsk region | General (mandatory) data on the CSP operator: 1. Balance sheet holder: ME "Zabolotivskyi communal services plant" 2. EDRPOU code: 19399967 3. Water user code: 260483 4. Information on the operation of the WWTP (as of 01.01.2023) discharged waste water per year, thousand cubic metres - total: 9,7 - without treatment: 0 - insufficiently treated: 0 - normatively clean (without purification): 0 - normatively treated at treatment plants: 9,7 - biological treatment: 9,7 - physical and chemical treatment: 0 - mechanical: 0 - capacity of treatment facilities, after which the waste water is discharged into water bodies: 146,0 including those that provide regulatory treatment:- - capacity capacity of treatment facilities, after treatment of which waste water is discharged to irrigation fields, terrain, filtration fields, storage tanks and cesspools: 0 | 1. Number of sewage treatment systems (STS) - actual - 1 - plan - 1 2. Method of wastewater treatment - actual - MECH (1)/BIO (2) - plan - MECH (1)/BIO (2) 3. Capacity of the facilities after which wastewater is discharged to the WWTP - actual - 0.4 thousand m3/day (0.146 million m3/year) - plan - 0.8 thousand m3/day (0.288 million m3/year) 4. Residual sludge (sludge) - actual - untreated (storage) - plan - treatment (partial processing) 5. Stormwater drainage (SWD) - collector-drainage water (rain and melt) - fact -MEH(1) - plan - additional treatment of CS / MEH(1)/BIO(2) 6. Access to sanitation (connection of the population to the SSS (%) number of subscribers (population) of the territorial community (TC) - actual - 30%/1.2 thousand people - plan - 60%/2.5 thousand people 7. Climate neutrality - actual - use of outdated pumping equipment - plan - replacement of equipment, installation of modern energy-saving equipment | ME Zabolotivskyi Communal Services Plant | no | no | 4 | M5.3 Danube River Basin Region | M5.3.2 Prut River sub-basin | Ivano-Frankivsk | Kolomyisky | Zabolotovskaya | Turk River | UA_M5.3.2_0064 | without compromising environmental goals | not established | not established |  | х | [5 empty] | 0.8 | [5 empty] | 1.88 | 1.5 |  |  | 1.5 | 2021 | Drinking Water of Ukraine Programme, Letter from Zabolotivka Village Council dated 06.02.2023 No. 287/02-29 | state, local budgets, other budgets not prohibited by law | ME Zabolotivskyi Communal Services Plant | 2024-2025 | 2 (average) | There is no design and construction project, approximate calculations have been made (expert opinion) | ME Zabolotivskyi Utility Plant Zabolotivska TG | 2023 р.
51 | GWP 1, GWP 2, GWP 3 |  | 8.1.1., 8.1.2., 8.1.3 | КТМ - 1,4,8,13,16,21,24,25 | Construction of sewage treatment plants and drainage networks in Yavoriv village, Kosivska TG, Kosiv district, Ivano-Frankivsk region | General (mandatory) data about the CSP operator: 1. Balance sheet holder: Kosiv City Council. 2. EDRPOU code: 04054228 3. Water user code: not available 4. Information on the operation of the WWTP (as of 01.01.2023) discharged waste water per year, thousand cubic metres - total: 0 - without treatment: 0 - insufficiently treated: 0 - normatively clean (without cleaning): 0 - normatively treated at treatment plants: 0 - biological treatment: 0 - physical and chemical treatment: 0 - mechanical: 0 - capacity of treatment facilities, after which the waste water is discharged into water bodies: 0 including those that provide regulatory treatment: 0 capacity of treatment facilities, after treatment of which return (waste) water is discharged to irrigation fields, terrain, filtration fields, storage tanks and cesspools: 0 | 1. Number of sewage treatment systems (STS): - actual - 0 - plan - 1 2. Method of wastewater treatment - actual - none - plan - MECH (1)/BIO (2) 3. Capacity of facilities after which wastewater is discharged to the surface water body (SWB) - actual - 0 thousand m3/day (0 million m3/year) - plan - 0.6 thousand m3/day (0.219 million m3/year) 4. Residual sediment (sludge) - actual - none - plan - treatment (partial recycling) 5. Stormwater drainage (SW) - collector-drainage water (rain and melt) - fact - absent - plan - treatment of storm water drainage system 6. Access to sanitation (connection of the population to the SSS (%) number of subscribers (population) of the territorial community (TC) - actual - 0 % / 0 thousand people - plan - 100%/2.4 thousand people 7. Climate neutrality - plan - installation of modern energy-saving equipment | Kosiv City Council | no | no | 2.4 | M5.3 Danube River Basin Region | M5.3.2 Prut River sub-basin | Ivano-Frankivsk | Kosovsky | Kosivska | Rybnitsa River | UA_M5.3.2_0066 | at risk | not established | not established | Hutsulshchyna National Nature Park | х | [5 empty] | 0.6 | [5 empty] | 32 | 19.2 |  |  | 19.2 | 2023 | Drinking Water of Ukraine Programme, Kosiv City Territorial Community Development Strategy for 2022-2027 | state, local budgets, other budgets not prohibited by law | Kosivska TG | 2025-2027 | 2 (average) | No design and construction project Estimated calculations (expert opinion) | Kosivska TG | 2023 р.
52 | GWP 1, GWP 2, GWP 3 |  | 8.1.1., 8.1.2., 8.1.3 | КТМ - 1,4,8,13,16,21,24,25 | Construction of sewage treatment plants and drainage networks in the village. Horod Kosivska TG Kosiv district Ivano-Frankivsk region | General (mandatory) data about the CSP operator: 1. Balance sheet holder: Kosiv City Council. 2. EDRPOU code: 04054228 3. Water user code: not available 4. Information on the operation of the WWTP (as of 01.01.2023) discharged waste water per year, thousand cubic metres - total: 0 - without treatment: 0 - insufficiently treated: 0 - normatively clean (without cleaning): 0 - normatively treated at treatment plants: 0 - biological treatment: 0 - physical and chemical treatment: 0 - mechanical: 0 - capacity of treatment facilities, after which the waste water is discharged into water bodies: 0 including those that provide regulatory treatment: 0 capacity of treatment facilities, after treatment of which return (waste) water is discharged to irrigation fields, terrain, filtration fields, storage tanks and cesspools: 0 | 1. Number of sewage treatment systems (STS): - actual - 0 - plan - 1 2. Method of wastewater treatment - actual - none - plan - MECH (1)/BIO (2) 3. Capacity of facilities after which wastewater is discharged to the surface water body (SWB) - actual - 0 thousand m3/day (0 million m3/year) - plan - 0.68 thousand m3/day (0.248 million m3/year) 4. Residual sediment (sludge) - actual - none - plan - treatment (partial processing) 5. Stormwater drainage (SW) - collector-drainage water (rain and melt) - fact - absent - plan - treatment of storm water drainage system 6. Access to sanitation (connection of the population to the SSS (%) number of subscribers (population) of the territorial community (TC) - actual - 0 % / 0 thousand people - plan - 100%/2.7 thousand people 7. Climate neutrality - plan - installation of modern energy-saving equipment | Kosiv City Council | no | no | 2.7 | M5.3 Danube River Basin Region | M5.3.2 Prut River sub-basin | Ivano-Frankivsk | Kosovsky | Kosivska | Rybnitsa River | UA_M5.3.2_0067 | at risk | not established | not established | Hutsulshchyna National Nature Park | х | [5 empty] | 0.68 | [5 empty] | 31.76 | 21.6 |  |  | 21.6 | 2023 | Drinking Water of Ukraine Programme, Kosiv City Territorial Community Development Strategy for 2022-2027 | state, local budgets, other budgets not prohibited by law | Kosivska TG | 2025-2027 | 2 (average) | The following villages will be connected to the CSP: vlg. Horod, village. Sokolivka Approximate calculations have been made (expert opinion) | Kosivska TG | 2023
53 | GWP 1, GWP 2, GWP 3 |  | 8.1.1., 8.1.2., 8.1.3 | КТМ - 1,4,8,13,16,21,24,25 | Construction of sewage treatment plants and water disposal networks in Verbovets village, Kosivska TG, Kosiv district, Ivano-Frankivsk region | General (mandatory) data about the CSP operator: 1. Balance sheet holder: Kosiv City Council. 2. EDRPOU code: 04054228 3. Water user code: not available 4. Information on the operation of the WWTP (as of 01.01.2023) discharged waste water per year, thousand cubic metres - total: 0 - without treatment: 0 - insufficiently treated: 0 - normatively clean (without cleaning): 0 - normatively treated at treatment plants: 0 - biological treatment: 0 - physical and chemical treatment: 0 - mechanical: 0 - capacity of treatment facilities, after which the waste water is discharged into water bodies: 0 including those that provide regulatory treatment: 0 capacity of treatment facilities, after treatment of which return (waste) water is discharged to irrigation fields, terrain, filtration fields, storage tanks and cesspools: 0 | 1. Number of sewage treatment systems (STS): - actual - 0 - plan - 1 2. Method of wastewater treatment - actual - none - plan - MECH (1)/BIO (2) 3. Capacity of facilities after which wastewater is discharged to the surface water body (SWB) - actual - 0 thousand m3/day (0 million m3/year) - plan - 1.75 thousand m3/day (0.639 million m3/year) 4. Residual sediment (sludge) - actual - none - plan - treatment (partial recycling) 5. Stormwater drainage (SW) - collector-drainage water (rain and melt) - fact - absent - plan - treatment of storm water drainage system 6. Access to sanitation (connection of the population to the SSS (%) number of subscribers (population) of the territorial community (TC) - actual - 0 % / 0 thousand people - plan - 100%/7.0 thousand people 7. Climate neutrality - plan - installation of modern energy-saving equipment | Kosiv City Council | no | no | 7 | M5.3 Danube River Basin Region | M5.3.2 Prut River sub-basin | Ivano-Frankivsk | Kosovsky | Kosivska | Rybnitsa River | UA_M5.3.2_0068 | at risk | not established | not established |  | х | [5 empty] | 1.75 | [5 empty] | 32 | 56 |  |  | 56 | 2023 | Drinking Water of Ukraine Programme, Kosiv City Territorial Community Development Strategy for 2022-2027 | state, local budgets, other budgets not prohibited by law | Kosivska TG | 2025-2027 | 2 (average) | Verbovets and Smodna villages will be connected to the WSC No design and development plan available Estimates have been made (expert opinion) | Kosivska TG | 2023 р.
54 | GWP 1, GWP 2, GWP 3 |  | 8.1.1., 8.1.2., 8.1.3 | КТМ - 1,4,8,13,16,21,24,25 | Construction of sewage treatment plants and drainage networks in Rozhniv village Rozhnivska TG, Kosiv district, Ivano-Frankivsk region | General (mandatory) data on the CSP operator: 1. Balance sheet holder: Rozhniv village council 2. EDRPOU code: 42736152 3. Water user code: not available 4. Information on the operation of the WWTP (as of 01.01.2023) discharged waste water per year, thousand cubic metres - total: 0 - without treatment: 0 - insufficiently treated: 0 - normatively clean (without cleaning): 0 - normatively treated at treatment plants: 0 - biological treatment: 0 - physical and chemical treatment: 0 - mechanical: 0 - capacity of treatment facilities, after which the waste water is discharged into water bodies: 0 including those that provide regulatory treatment: 0 capacity of treatment facilities, after treatment of which return (waste) water is discharged to irrigation fields, terrain, filtration fields, storage tanks and cesspools: 0 | 1. Number of sewage treatment systems (STS): - actual - 0 - plan - 1 2. Method of wastewater treatment - actual - none - plan - MECH (1)/BIO (2) 3. Capacity of facilities after which wastewater is discharged to the surface water body (SWB) - actual - 0 thousand m3/day (0 million m3/year) - plan - 1.4 thousand m3/day (0.511 million m3/year) 4. Residual sediment (sludge) - actual - none - plan - treatment (partial recycling) 5. Stormwater drainage (SW) - collector-drainage water (rain and melt) - fact - absent - plan - treatment of storm water drainage system 6. Access to sanitation (connection of the population to the SSS (%) number of subscribers (population) of the territorial community (TC) - actual - 0 % / 0 thousand people - plan - 100%/5.6 thousand people 7. Climate neutrality - plan - installation of modern energy-saving equipment | Rozhniv village council | no | no | 5.6 | M5.3 Danube River Basin Region | M5.3.2 Prut River sub-basin | Ivano-Frankivsk | Kosovsky | Rozhnivska | Rybnitsa River | UA_M5.3.2_0068 | at risk | not established | not established |  | х | [5 empty] | 1.4 | [5 empty] | 32 | 44.8 |  |  | 44.8 | 2023 | Drinking Water of Ukraine Programme | state, local budgets, other budgets not prohibited by law | Rozhnivska TG | 2025-2030 | 2 (average) | No design and construction project Estimated calculations (expert opinion) | Rozhnivska TG | 2023 р.
55 | GWP 1, GWP 2, GWP 3 |  | 8.1.1., 8.1.2., 8.1.3 | КТМ - 1,4,8,13,16,21,24,25 | Construction of sewage treatment plants and drainage networks in the village of Dzhuriv Sniatynska TG, Kolomyia district, Ivano-Frankivsk region | General (mandatory) data about the CSP operator: 1. Balance holder: Sniatyn City Council 2. EDRPOU code: 04054240 3. Water user code: not available 4. Information on the operation of the WWTP (as of 01.01.2023) discharged waste water per year, thousand cubic metres - total: 0 - without treatment: 0 - insufficiently treated: 0 - normatively clean (without cleaning): 0 - normatively treated at treatment plants: 0 - biological treatment: 0 - physical and chemical treatment: 0 - mechanical: 0 - capacity of treatment facilities, after which the waste water is discharged into water bodies: 0 including those that provide regulatory treatment: 0 capacity of treatment facilities, after treatment of which return (waste) water is discharged to irrigation fields, terrain, filtration fields, storage tanks and cesspools: 0 | 1. Number of sewage treatment systems (STS): - actual - 0 - plan - 1 2. Method of wastewater treatment - actual - none - plan - MECH (1)/BIO (2) 3. Capacity of facilities after which wastewater is discharged to the surface water body (SWB) - actual - 0 thousand m3/day (0 million m3/year) - plan - 0.8 thousand m3/day (0.292 million m3/year) 4. Residual sediment (sludge) - actual - none - plan - treatment (partial recycling) 5. Stormwater drainage (SW) - collector-drainage water (rain and melt) - fact - absent - plan - treatment of storm water drainage system 6. Access to sanitation (connection of the population to the SSS (%) number of subscribers (population) of the territorial community (TC) - actual - 0 % / 0 thousand people - plan - 100%/3.1 thousand people 7. Climate neutrality - - fact - use of outdated pumping equipment - plan - installation of modern energy-saving equipment | Sniatyn City Council | no | no | 3.1 | M5.3 Danube River Basin Region | M5.3.2 Prut River sub-basin | Ivano-Frankivsk | Kolomyisky | Sniatynska | Rybnitsa River | UA_M5.3.2_0068 | at risk | not established | not established |  | х | [5 empty] | 0.8 | [5 empty] | 31 | 24.8 |  |  | 24.8 | 2023 | Drinking Water of Ukraine Programme | state, local budgets, other budgets not prohibited by law | Sniatynska TG | 2025-2030 | 2 (average) | Dzhuriv and Novoselytsia villages will be connected to the SPS Approximate calculations have been made (expert opinion) | Sniatynska TG | 2023 р.
56 | GWP 1, GWP 2, GWP 3 |  | 8.1.1., 8.1.2., 8.1.3 | КТМ - 1,4,8,13,16,21,24,25 | Construction of sewage treatment plants and drainage networks in the village of Rika Kosivska TG Kosiv district, Ivano-Frankivsk region | General (mandatory) data about the CSP operator: 1. Balance sheet holder: Kosiv City Council. 2. EDRPOU code: 04054228 3. Water user code: not available 4. Information on the operation of the WWTP (as of 01.01.2023) discharged waste water per year, thousand cubic metres - total: 0 - without treatment: 0 - insufficiently treated: 0 - normatively clean (without cleaning): 0 - normatively treated at treatment plants: 0 - biological treatment: 0 - physical and chemical treatment: 0 - mechanical: 0 - capacity of treatment facilities, after which the waste water is discharged into water bodies: 0 including those that provide regulatory treatment: 0 capacity of treatment facilities, after treatment of which return (waste) water is discharged to irrigation fields, terrain, filtration fields, storage tanks and cesspools: 0 | 1. Number of sewage treatment systems (STS): - actual - 0 - plan - 1 2. Method of wastewater treatment - actual - none - plan - MECH (1)/BIO (2) 3. Capacity of facilities after which wastewater is discharged to the surface water body (SWB) - actual - 0 thousand m3/day (0 million m3/year) - plan - 0.53 thousand m3/day (0.193 million m3/year) 4. Residual sediment (sludge) - actual - none - plan - treatment (partial recycling) 5. Stormwater drainage (SW) - collector-drainage water (rain and melt) - fact - absent - plan - treatment of storm water drainage system 6. Access to sanitation (connection of the population to the SSS (%) number of subscribers (population) of the territorial community (TC) - actual - 0 % / 0 thousand people - plan - 100%/2.1 thousand people 7. Climate neutrality - plan - installation of modern energy-saving equipment | Kosiv City Council | no | no | 2.1 | M5.3 Danube River Basin Region | M5.3.2 Prut River sub-basin | Ivano-Frankivsk | Kosovsky | Kosivska | river River | UA_M5.3.2_0070 | at risk | not established | not established | Hutsulshchyna National Nature Park | х | [5 empty] | 0.53 | [5 empty] | 31.7 | 16.8 |  |  | 16.8 | 2023 | Drinking Water of Ukraine Programme, Kosiv City Territorial Community Development Strategy for 2022-2027 | state, local budgets, other budgets not prohibited by law | Kosivska TG | 2025-2027 | 2 (average) | No design and construction project Estimated calculations (expert opinion) | Kosivska TG | 2023 р.
57 | GWP 1, GWP 2, GWP 3 |  | 8.1.1., 8.1.2., 8.1.3 | КТМ - 1,4,8,13,16,21,24,25 | Construction of sewage treatment plants and drainage networks in Khimchyn village, Rozhnivska TG, Kosiv district, Ivano-Frankivsk region | General (mandatory) data on the CSP operator: 1. Balance sheet holder: Rozhniv village council 2. EDRPOU code: 42736152 3. Water user code: not available 4. Information on the operation of the WWTP (as of 01.01.2023) discharged waste water per year, thousand cubic metres - total: 0 - without treatment: 0 - insufficiently treated: 0 - normatively clean (without cleaning): 0 - normatively treated at treatment plants: 0 - biological treatment: 0 - physical and chemical treatment: 0 - mechanical: 0 - capacity of treatment facilities, after which the waste water is discharged into water bodies: 0 including those that provide regulatory treatment: 0 capacity of treatment facilities, after treatment of which return (waste) water is discharged to irrigation fields, terrain, filtration fields, storage tanks and cesspools: 0 | 1. Number of sewage treatment systems (STS): - actual - 0 - plan - 1 2. Method of wastewater treatment - actual - none - plan - MECH (1)/BIO (2) 3. Capacity of facilities after which wastewater is discharged to the surface water body (SWB) - actual - 0 thousand m3/day (0 million m3/year) - plan - 0.8 thousand m3/day (0.292 million m3/year) 4. Residual sediment (sludge) - actual - none - plan - treatment (partial recycling) 5. Stormwater drainage (SW) - collector-drainage water (rain and melt) - fact - absent - plan - treatment of stormwater drainage system 6. Access to sanitation (connection of the population to the SSS (%) number of subscribers (population) of the territorial community (TC) - actual - 0 % / 0 thousand people - plan - 100%/3.2 thousand people 7. Climate neutrality - plan - installation of modern energy-saving equipment | Rozhniv village council | no | no | 3.2 | M5.3 Danube River Basin Region | M5.3.2 Prut River sub-basin | Ivano-Frankivsk | Kosovsky | Rozhnivska | Khimchin River | UA_M5.3.2_0074 | at risk | not established | not established | Hutsulshchyna National Nature Park | х | [5 empty] | 0.8 | [5 empty] | 32 | 25.6 |  |  | 25.6 | 2023 | Drinking Water of Ukraine Programme | state, local budgets, other budgets not prohibited by law | Rozhnivska TG | 2025-2030 | 2 (average) | No design and construction project Estimated calculations (expert opinion) | Rozhnivska TG | 2023 р.
58 | GWP 1, GWP 2, GWP 3 |  | 8.1.1., 8.1.2., 8.1.3 | КТМ - 1,4,8,13,16,21,24,25 | Construction of sewage treatment plants and drainage networks in the village. Zhukiv Obertynska TG Ivano-Frankivsk district Ivano-Frankivsk region | General (mandatory) data on the CSP operator: 1. Balance sheet holder: Obertyn village council 2. EDRPOU code: 04357727 3. Water user code: not available 4. Information on the operation of the WWTP (as of 01.01.2023) discharged waste water per year, thousand cubic metres - total: 0 - without treatment: 0 - insufficiently treated: 0 - normatively clean (without cleaning): 0 - normatively treated at treatment plants: 0 - biological treatment: 0 - physical and chemical treatment: 0 - mechanical: 0 - capacity of treatment facilities, after which the waste water is discharged into water bodies: 0 including those that provide regulatory treatment: 0 capacity of treatment facilities, after treatment of which return (waste) water is discharged to irrigation fields, terrain, filtration fields, storage tanks and cesspools: 0 | 1. Number of sewage treatment systems (STS): - actual - 0 - plan - 1 2. Method of wastewater treatment - actual - none - plan - MECH (1)/BIO (2) 3. Capacity of facilities after which wastewater is discharged to the surface water body (SWB) - actual - 0 thousand m3/day (0 million m3/year) - plan - 0.6 thousand m3/day (0.219 million m3/year) 4. Residual sediment (sludge) - actual - none - plan - treatment (partial recycling) 5. Stormwater drainage (SW) - collector-drainage water (rain and melt) - fact - absent - plan - treatment of stormwater drainage system 6. Access to sanitation (connection of the population to the SSS (%) number of subscribers (population) of the territorial community (TC) - actual - 0 % / 0 thousand people - plan - 100%/2.2 thousand people 7. Climate neutrality - plan - installation of modern energy-saving equipment | Obertyn village council | no | no | 5.3 | M5.3 Danube River Basin Region | M5.3.2 Prut River sub-basin | Ivano-Frankivsk | Ivano-Frankivsk | Obertinskaya | Chernyava River | UA_M5.3.2_0075 | without compromising environmental goals | not established | not established |  | х | [5 empty] | 0.6 | [5 empty] | 29.33 | 17.6 |  |  | 17.6 | 2023 | Drinking Water of Ukraine Programme | state, local budgets, other budgets not prohibited by law | Obertynska TG | 2025-2030 | 2 (average) | No design and construction project Estimated calculations (expert opinion) | BOULEVARD of the Prut and Siret | 2023 р.
59 | GWP 1, GWP 2, GWP 3 |  | 8.1.1., 8.1.2., 8.1.3 | КТМ - 1,4,8,13,16,21,24,25 | Construction of sewage treatment plants and drainage networks in Kulachkivtsi village Hvizdetska TG, Kolomyia district, Ivano-Frankivsk region | General (mandatory) data on the CSP operator: 1. Balance holder: Hvizdetska village council 2. EDRPOU code: 20539347 3. Water user code: not available 4. Information on the operation of the WWTP (as of 01.01.2023) discharged waste water per year, thousand cubic metres - total: 0 - without treatment: 0 - insufficiently treated: 0 - normatively clean (without cleaning): 0 - normatively treated at treatment plants: 0 - biological treatment: 0 - physical and chemical treatment: 0 - mechanical: 0 - capacity of treatment facilities, after which the waste water is discharged into water bodies: 0 including those that provide regulatory treatment: 0 capacity of treatment facilities, after treatment of which return (waste) water is discharged to irrigation fields, terrain, filtration fields, storage tanks and cesspools: 0 | 1. Number of sewage treatment systems (STS): - actual - 0 - plan - 1 2. Method of wastewater treatment - actual - none - plan - MECH (1)/BIO (2) 3. Capacity of facilities after which wastewater is discharged to the surface water body (SWB) - actual - 0 thousand m3/day (0 million m3/year) - plan - 0.6 thousand m3/day (0.219 million m3/year) 4. Residual sediment (sludge) - actual - none - plan - treatment (partial recycling) 5. Stormwater drainage (SW) - collector-drainage water (rain and melt) - fact - absent - plan - treatment of storm water drainage system 6. Access to sanitation (connection of the population to the SSS (%) number of subscribers (population) of the territorial community (TC) - actual - 0 % / 0 thousand people - plan - 100%/2.4 thousand people 7. Climate neutrality - plan - installation of modern energy-saving equipment | Hvizdetska village council | no | no | 2.4 | M5.3 Danube River Basin Region | M5.3.2 Prut River sub-basin | Ivano-Frankivsk | Kolomyisky | Hvizdetska | Chernyava River | UA_M5.3.2_0076 | possibly at risk | not established | not established |  | х | [5 empty] | 0.6 | [5 empty] | 32 | 19.2 |  |  | 19.2 | 2023 | Drinking Water of Ukraine Programme | state, local budgets, other budgets not prohibited by law | Hvizdetska TG | 2025-2030 | 2 (average) | No design and construction project Estimated calculations (expert opinion) | BOULEVARD of the Prut and Siret | 2023 р.
60 | GWP 1, GWP 2, GWP 3 |  | 8.1.1., 8.1.2., 8.1.3 | КТМ - 1,4,8,13,16,21,24,25 | Construction of sewage treatment plants and drainage networks in Balyntsi village Zabolotivska TG, Kolomyia district, Ivano-Frankivsk region | General (mandatory) data on the CSP operator: 1. Balance sheet holder: Zabolotivka village council 2. EDRPOU code: 04355355 3. Water user code: not available 4. Information on the operation of the WWTP (as of 01.01.2023) discharged waste water per year, thousand cubic metres - total: 0 - without treatment: 0 - insufficiently treated: 0 - normatively clean (without cleaning): 0 - normatively treated at treatment plants: 0 - biological treatment: 0 - physical and chemical treatment: 0 - mechanical: 0 - capacity of treatment facilities, after which the waste water is discharged into water bodies: 0 including those that provide regulatory treatment: 0 capacity of treatment facilities, after treatment of which return (waste) water is discharged to irrigation fields, terrain, filtration fields, storage tanks and cesspools: 0 | 1. Number of sewage treatment systems (STS): - actual - 0 - plan - 1 2. Method of wastewater treatment - actual - none - plan - MECH (1)/BIO (2) 3. Capacity of facilities after which wastewater is discharged to the surface water body (SWB) - actual - 0 thousand m3/day (0 million m3/year) - plan - 0.7 thousand m3/day (0.256 million m3/year) 4. Residual sediment (sludge) - actual - none - plan - treatment (partial recycling) 5. Stormwater drainage (SW) - collector-drainage water (rain and melt) - fact - absent - plan - treatment of storm water drainage system 6. Access to sanitation (connection of the population to the SSS (%) number of subscribers (population) of the territorial community (TC) - actual - 0 % / 0 thousand people - plan - 100%/2.8 thousand people 7. Climate neutrality - plan - installation of modern energy-saving equipment | Zabolotivka village council | no | no | 2.8 | M5.3 Danube River Basin Region | M5.3.2 Prut River sub-basin | Ivano-Frankivsk | Kolomyisky | Zabolotovskaya | Chernyava River | UA_M5.3.2_0076 | possibly at risk | not established | not established |  | х | [5 empty] | 0.7 | [5 empty] | 32 | 22.4 |  |  | 22.4 | 2023 | Drinking Water of Ukraine Programme | state, local budgets, other budgets not prohibited by law | Zabolotivska TG | 2025-2030 | 2 (average) | There is no design and construction project, approximate calculations have been made (expert opinion) | Zabolotivska TG | 2023 р.
61 | GWP 1, GWP 2, GWP 3 |  | 8.1.1., 8.1.2., 8.1.3 | КТМ - 1,4,8,13,16,21,24,25 | Construction of sewage treatment plants and drainage networks in Yakivka village, Obertynska TG, Ivano-Frankivsk district, Ivano-Frankivsk region | General (mandatory) data on the CSP operator: 1. Balance sheet holder: Obertyn village council 2. EDRPOU code: 04357727 3. Water user code: not available 4. Information on the operation of the WWTP (as of 01.01.2023) discharged waste water per year, thousand cubic metres - total: 0 - without treatment: 0 - insufficiently treated: 0 - normatively clean (without cleaning): 0 - normatively treated at treatment plants: 0 - biological treatment: 0 - physical and chemical treatment: 0 - mechanical: 0 - capacity of treatment facilities, after which the waste water is discharged into water bodies: 0 including those that provide regulatory treatment: 0 capacity of treatment facilities, after treatment of which return (waste) water is discharged to irrigation fields, terrain, filtration fields, storage tanks and cesspools: 0 | 1. Number of sewage treatment systems (STS): - actual - 0 - plan - 1 2. Method of wastewater treatment - actual - none - plan - MECH (1)/BIO (2) 3. Capacity of facilities after which wastewater is discharged to the surface water body (SWB) - actual - 0 thousand m3/day (0 million m3/year) - plan - 1.33 thousand m3/day (0.485 million m3/year) 4. Residual sediment (sludge) - actual - none - plan - treatment (partial recycling) 5. Stormwater drainage (SW) - collector-drainage water (rain and melt) - fact - absent - plan - treatment of storm water drainage system 6. Access to sanitation (connection of the population to the SSS (%) number of subscribers (population) of the territorial community (TC) - actual - 0 % / 0 thousand people - plan - 100%/5.3 thousand people 7. Climate neutrality - plan - installation of modern energy-saving equipment | Obertyn village council | no | no | 5.3 | M5.3 Danube River Basin Region | M5.3.2 Prut River sub-basin | Ivano-Frankivsk | Ivano-Frankivsk | Obertinskaya | Chernyava River | UA_M5.3.2_0076 | possibly at risk | not established | not established |  | х | [5 empty] | 1.33 | [5 empty] | 31.87 | 42.4 |  |  | 42.4 | 2023 | Drinking Water of Ukraine Programme | state, local budgets, other budgets not prohibited by law | Obertynska TG | 2025-2030 | 2 (average) | No design and construction project Estimated calculations (expert opinion) | BOULEVARD of the Prut and Siret | 2023 р.
62 | GWP 1, GWP 2, GWP 3 |  | 8.1.1., 8.1.2., 8.1.3 | КТМ - 1,4,8,13,16,21,24,25 | Construction of sewage treatment plants and drainage networks in Velyka Kamyanka Pyadytska TG, Kolomyia district, Ivano-Frankivsk region | General (mandatory) data on the CSP operator: 1. Balance holder: Pyadytska village council 2. EDRPOU code: 04354120 3. Water user code: not available 4. Information on the operation of the WWTP (as of 01.01.2023) discharged waste water per year, thousand cubic metres - total: 0 - without treatment: 0 - insufficiently treated: 0 - normatively clean (without cleaning): 0 - normatively treated at treatment plants: 0 - biological treatment: 0 - physical and chemical treatment: 0 - mechanical: 0 - capacity of treatment facilities, after which the waste water is discharged into water bodies: 0 including those that provide regulatory treatment: 0 capacity of treatment facilities, after treatment of which return (waste) water is discharged to irrigation fields, terrain, filtration fields, storage tanks and cesspools: 0 | 1. Number of sewage treatment systems (STS): - actual - 0 - plan - 1 2. Method of wastewater treatment - actual - none - plan - MEH (1)/BIO (2) 3. Capacity of facilities after which wastewater is discharged to the surface water body (SWB) - actual - 0 thousand m3/day (0 million m3/year) - plan - 0.7 thousand m3/day (0.256 million m3/year) 4. Residual sediment (sludge) - actual - none - plan - treatment (partial recycling) 5. Stormwater drainage (SW) - collector-drainage water (rain and melt) - fact - absent - plan - treatment of storm water drainage system 6. Access to sanitation (connection of the population to the SSS (%) number of subscribers (population) of the territorial community (TC) - actual - 0 % / 0 thousand people - plan - 100%/2.8 thousand people 7. Climate neutrality - plan - installation of modern energy-saving equipment | Pyadytska village council | no | no | 2.8 | M5.3 Danube River Basin Region | M5.3.2 Prut River sub-basin | Ivano-Frankivsk | Kolomyisky | Pyadytska | Chernyava River | UA_M5.3.2_0076 | possibly at risk | not established | not established |  | х | [5 empty] | 0.7 | [5 empty] | 32 | 22.4 |  |  | 22.4 | 2023 | Drinking Water of Ukraine Programme, Pyadytska Rural Territorial Community Development Strategy until 2027. | state, local budgets, other budgets not prohibited by law | Pyadytska TG | 2025-2027 | 2 (average) | No design and construction project Estimated calculations (expert opinion) | Pyadytska TG | 2023 р.
63 | GWP 1, GWP 2, GWP 3 |  | 8.1.1., 8.1.2., 8.1.3 | КТМ - 1,4,8,13,16,21,24,25 | Construction of sewage treatment plants and drainage networks in Korshiv village Pyadytska TG, Kolomyia district, Ivano-Frankivsk region | General (mandatory) data about the CSP operator: 1. Balance sheet holder: Korshiv village council 2. EDRPOU code: 04356863 3. Water user code: not available 4. Information on the operation of the WWTP (as of 01.01.2023) discharged waste water per year, thousand cubic metres - total: 0 - without treatment: 0 - insufficiently treated: 0 - normatively clean (without cleaning): 0 - normatively treated at treatment plants: 0 - biological treatment: 0 - physical and chemical treatment: 0 - mechanical: 0 - capacity of treatment facilities, after which the waste water is discharged into water bodies: 0 including those that provide regulatory treatment: 0 capacity of treatment facilities, after treatment of which return (waste) water is discharged to irrigation fields, terrain, filtration fields, storage tanks and cesspools: 0 | 1. Number of sewage treatment systems (STS): - actual - 0 - plan - 1 2. Method of wastewater treatment - actual - none - plan - MECH (1)/BIO (2) 3. Capacity of facilities after which wastewater is discharged to the surface water body (SWB) - actual - 0 thousand m3/day (0 million m3/year) - plan - 1.1 thousand m3/day (0.402 million m3/year) 4. Residual sediment (sludge) - actual - none - plan - treatment (partial recycling) 5. Stormwater drainage (SW) - collector-drainage water (rain and melt) - fact - absent - plan - treatment of storm water drainage system 6. Access to sanitation (connection of the population to the SSS (%) number of subscribers (population) of the territorial community (TC) - actual - 0 % / 0 thousand people - plan - 100%/4.4 thousand people 7. Climate neutrality - plan - installation of modern energy-saving equipment | Korshiv village council | no | no | 4.4 | M5.3 Danube River Basin Region | M5.3.2 Prut River sub-basin | Ivano-Frankivsk | Kolomyisky | Pyadytska | Chernyava River | UA_M5.3.2_0076 | possibly at risk | not established | not established |  | х | [5 empty] | 1.1 | [5 empty] | 32 | 35.2 |  |  | 35.2 | 2023 | Drinking Water of Ukraine programme, | state, local budgets, other budgets not prohibited by law | Korshivska TG | 2025-2030 | 2 (average) | No design and construction project Estimated calculations (expert opinion) | BOULEVARD of the Prut and Siret | 2023 р.
64 | GWP 1, GWP 2, GWP 3 |  | 8.1.1., 8.1.2., 8.1.3 | КТМ - 1,4,8,13,16,21,24,25 | Construction of sewage treatment plants and drainage networks in the village of Stetseva Sniatynska TG Kolomyia district, Ivano-Frankivsk region | General (mandatory) data about the CSP operator: 1. Balance holder: Sniatyn City Council 2. EDRPOU code: 04054240 3. Water user code: not available 4. Information on the operation of the WWTP (as of 01.01.2023) discharged waste water per year, thousand cubic metres - total: 0 - without treatment: 0 - insufficiently treated: 0 - normatively clean (without purification): 0 - normatively treated at treatment plants: 0 - biological treatment: 0 - physical and chemical treatment: 0 - mechanical: 0 - capacity of treatment facilities, after which the waste water is discharged into water bodies: 0 including those that provide regulatory treatment: 0 capacity of treatment facilities, after treatment of which return (waste) water is discharged to irrigation fields, terrain, filtration fields, storage tanks and cesspools: 0 | 1. Number of sewage treatment systems (STS): - actual - 0 - plan - 1 2. Method of wastewater treatment - actual - none - plan - MEH (1)/BIO (2) 3. Capacity of facilities after which wastewater is discharged to the surface water body (SWB) - actual - 0 thousand m3/day (0 million m3/year) - plan - 0.85 thousand m3/day (0.310 million m3/year) 4. Residual sediment (sludge) - actual - none - plan - treatment (partial recycling) 5. Stormwater drainage (SW) - collector-drainage water (rain and melt) - fact - absent - plan - treatment of stormwater drainage system 6. Access to sanitation (connection of the population to the SSS (%) number of subscribers (population) of the territorial community (TC) - actual - 0 % / 0 thousand people - plan - 100%/3.4 thousand people 7. Climate neutrality - plan - installation of modern energy-saving equipment | Sniatyn City Council | no | no | 3.4 | M5.3 Danube River Basin Region | M5.3.2 Prut River sub-basin | Ivano-Frankivsk | Kolomyisky | Sniatynska | Potichok River | UA_M5.3.2_0081 | without compromising environmental goals | not established | not established |  | х | [5 empty] | 0.85 | [5 empty] | 32 | 27.2 |  |  | 27.2 | 2023 | Drinking Water of Ukraine Programme | state, local budgets, other budgets not prohibited by law | Sniatynska TG | 2025-2030 | 2 (average) | No design and construction project Estimated calculations (expert opinion) | Sniatynska TG | 2023 р.
65 | GWP 1, GWP 2, GWP 3 |  | 8.1.1., 8.1.2., 8.1.3 | КТМ - 1,4,8,13,16,21,24,25 | Construction of sewage treatment plants and drainage networks in Konyatyn village Konyatynska TG Vyzhnytskyi district, Chernivtsi region | General (mandatory) data about the CSP operator: 1. Balance sheet holder: Konyatyno village council 2. EDRPOU code: 04417783 3. Water user code: not available 4. Information on the operation of the WWTP (as of 01.01.2023) discharged waste water per year, thousand cubic metres - total: 0 - without treatment: 0 - insufficiently treated: 0 - normatively clean (without cleaning): 0 - normatively treated at treatment plants: 0 - biological treatment: 0 - physical and chemical treatment: 0 - mechanical: 0 - capacity of treatment facilities, after which the waste water is discharged into water bodies: 0 including those that provide regulatory treatment: 0 capacity of treatment facilities, after treatment of which return (waste) water is discharged to irrigation fields, terrain, filtration fields, storage tanks and cesspools: 0 | 1: Number of sewage treatment systems (STS): - actual - 0 - plan - 1 2. Method of wastewater treatment - actual - none - plan - MEH (1) / BIO (2) 3. Capacity of facilities after which wastewater is discharged to the surface water body (SWB) - actual - 0 thousand m3/day (0 million m3/year) - plan - 0.9 thousand m3/day (0.328 million m3/year) 4. Residual sediment (sludge) - actual - none - plan - treatment (partial recycling) 5. Stormwater drainage (SW) - collector-drainage water (rain and melt) - fact - not available - plan - treatment of storm water drainage system 6. Access to sanitation (connection of the population to the SSS (%) number of subscribers (population) of the territorial community (TC) - actual - 0 %/0 thousand people - plan - 100%/3.4 thousand people 7. Climate neutrality - plan - installation of modern energy-saving equipment | Konyatyno village council | no | no | 3.4 | M5.3 Danube River Basin Region | M5.3.2 Prut River sub-basin | Chernivetska | Vyzhnytskyi | Konyatynska | Cheremosh River | UA_M5.3.2_0083 | without compromising environmental goals | not established | not established | Hutsulshchyna National Nature Park | х | [5 empty] | 0.9 | [5 empty] | 30.2 | 27.2 |  |  | 27.2 | 2023 | Drinking Water of Ukraine Programme | state, local budgets, other budgets not prohibited by law | Konyatynska TG | 2025-2030 | 2 (average) | Konyatyn, Velykyi Lypovets, Dovhopillia, Yablunytsia villages will be connected to the SPS, no design and construction project, approximate calculations made (expert opinion) | BOULEVARD of the Prut and Siret | 2023 р.
66 | GWP 1, GWP 2, GWP 3 |  | 8.1.1., 8.1.2., 8.1.3 | КТМ - 1,4,8,13,16,21,24,25 | Construction of sewage treatment plants and water disposal networks in Biloberizka village Biloberizka TG Verkhovyna district, Ivano-Frankivsk region | General (mandatory) data on the CSP operator: 1. Balance sheet holder: Biloberizka village council 2. EDRPOU code: 40468386 3. Water user code: not available 4. Information on the operation of the WWTP (as of 01.01.2023) discharged waste water per year, thousand cubic metres - total: 0 - without treatment: 0 - insufficiently treated: 0 - normatively clean (without cleaning): 0 - normatively treated at treatment plants: 0 - biological treatment: 0 - physical and chemical treatment: 0 - mechanical: 0 - capacity of treatment facilities, after which the waste water is discharged into water bodies: 0 including those that provide regulatory treatment: 0 capacity of treatment facilities, after treatment of which return (waste) water is discharged to irrigation fields, terrain, filtration fields, storage tanks and cesspools: 0 | 1. Number of sewage treatment systems (STS): - actual - 0 - plan - 1 2. Method of wastewater treatment - actual - none - plan - MECH (1)/BIO (2) 3. Capacity of facilities after which wastewater is discharged to the surface water body (SWB) - actual - 0 thousand m3/day (0 million m3/year) - plan - 0.5 thousand m3/day (0.183 million m3/year) 4. Residual sediment (sludge) - actual - none - plan - treatment (partial recycling) 5. Stormwater drainage (SW) - collector-drainage water (rain and melt) - fact - absent - plan - treatment of storm water drainage system 6. Access to sanitation (connection of the population to the SSS (%) number of subscribers (population) of the territorial community (TC) - actual - 0 % / 0 thousand people - plan - 100%/2.0 thousand people 7. Climate neutrality - plan - installation of modern energy-saving equipment | Biloberizka village council | no | no | 2 | M5.3 Danube River Basin Region | M5.3.2 Prut River sub-basin | Ivano-Frankivsk | Verkhovinsky | Beloberizka | Cheremosh River | UA_M5.3.2_0083 | without compromising environmental goals | not established | not established | Hutsulshchyna National Nature Park | х | [5 empty] | 0.5 | [5 empty] | 32 | 16 |  |  | 16 | 2023 | Drinking Water of Ukraine Programme, Sustainable Development Strategy of Biloberizka amalgamated territorial community for 2017-2027 | state, local budgets, other budgets not prohibited by law | Beloberizka TG | 2023-2027 | 2 (average) | Biloberizka and Khorotseve villages will be connected to the SPS, but the design is not available, approximate calculations have been made (expert opinion) | Beloberizka TG | 2023 р.
67 | GWP 1, GWP 2, GWP 3 |  | 8.1.1., 8.1.2., 8.1.3 | КТМ - 1,4,8,13,16,21,24,25 | Construction of sewage treatment plants and water disposal networks in the village of Roztoky Kutska TG Kosiv district, Ivano-Frankivsk region | General (mandatory) data on the CSP operator: 1. Balance sheet holder: Kutske village council 2. EDRPOU code: 04354249 3. Water user code: not available 4. Information on the operation of the WWTP (as of 01.01.2023) discharged waste water per year, thousand cubic metres - total: 0 - without treatment: 0 - insufficiently treated: 0 - normatively clean (without cleaning): 0 - normatively treated at treatment plants: 0 - biological treatment: 0 - physical and chemical treatment: 0 - mechanical: 0 - capacity of treatment facilities, after which the waste water is discharged into water bodies: 0 including those that provide regulatory treatment: 0 capacity of treatment facilities, after treatment of which return (waste) water is discharged to irrigation fields, terrain, filtration fields, storage tanks and cesspools: 0 | 1. Number of sewage treatment systems (STS): - actual - 0 - plan - 1 2. Method of wastewater treatment - actual - none - plan - MECH (1)/BIO (2) 3. Capacity of facilities after which wastewater is discharged to the surface water body (SWB) - actual - 0 thousand m3/day (0 million m3/year) - plan - 0.5 thousand m3/day (0.183 million m3/year) 4. Residual sediment (sludge) - actual - none - plan - treatment (partial recycling) 5. Stormwater drainage (SW) - collector-drainage water (rain and melt) - fact - absent - plan - treatment of storm water drainage system 6. Access to sanitation (connection of the population to the SSS (%) number of subscribers (population) of the territorial community (TC) - actual - 0 % / 0 thousand people - plan - 100%/2.0 thousand people 7. Climate neutrality - plan - installation of modern energy-saving equipment | Kutske village council | no | no | 2 | M5.3 Danube River Basin Region | M5.3.2 Prut River sub-basin | Ivano-Frankivsk | Kosovsky | Kutska | Cheremosh River | UA_M5.3.2_0083 | without compromising environmental goals | not established | not established | Hutsulshchyna National Nature Park | х | [5 empty] | 0.5 | [5 empty] | 32 | 16 |  |  | 16 | 2023 | Drinking Water of Ukraine Programme, Kutske Settlement Territorial Community Development Strategy for 2022-2027 | state, local budgets, other budgets not prohibited by law | Kutska TG | 2025-2027 | 2 (average) | No design and construction project Estimated calculations (expert opinion) | Kutska TG | 2023 р.
68 | GWP 1, GWP 2, GWP 3 | - | 8.1.1., 8.1.2., 8.1.3 | КТМ - 1,4,8,13,16,21,24,25 | Reconstruction of treatment facilities in Kosiv Kosivska TG Kosiv district, Ivano-Frankivsk region | General (mandatory) data on the operator of the KOS 1.Balance sheet holder: Municipal utility company "Kosiv" of the Kosiv City Council 2.EDRPOU code: 41845519 3.Water user code: 261099 4.Information on the operation of the KOS (01.01.2023) Wastewater discharged per year thousand m3 total: 55.1 - without treatment: 0 - normatively clean (without treatment): 0 - normatively treated at treatment plants: 55.1 - biological treatment: 55.1 - physical and chemical treatment: 0 - capacity of treatment facilities after treatment from which waste water is discharged into water bodies: 730.0 - including those that provide regulatory treatment: 0 - capacity of wastewater treatment facilities after which wastewater is discharged to irrigation fields, filtration fields, storage tanks and cesspools: 0 | 1. Number of sewage treatment systems (STS) - actual - 1 - plan - 1 2. Method of wastewater treatment - actual - MECH (1)/BIO(2) - plan - MECH(1)/BIO(2) 3. Capacity of the facilities after which wastewater is discharged to the WWTP - actual - 2.0 thousand m3/day (0.730 million m3/year) - plan - 2.0 thousand m3/day (0.730 million m3/year) 4. Residual sludge (sludge) - actual - untreated (storage) - plan - treatment (partial processing) 5. Stormwater drainage (SWD) - collector-drainage water (rain and melt) - fact - MECH (1) - plan - additional treatment of the CS / MEH(1)/BIO(2) 6. Access to sanitation (connection of the population to the SSS (%) number of subscribers (population) of the territorial community (TC) - actual - 100%/8.49 thousand people - plan - 100%/8.49 thousand people 7. Climate neutrality - actual - use of outdated pumping equipment - plan - replacement of equipment, installation of modern energy-saving equipment | Kosiv Municipal Utility Company | no | no | 8.49 | M5.3 Danube River Basin Region | M5.3.2 Prut River sub-basin | Ivano-Frankivsk | Kosovsky | Kosivska | Cheremosh River | UA_M5.3.2_0083 UA_M5.3.2_0084 | No risk to environmental objectives/possibly at risk | not established | not established | Hutsulshchyna National Nature Park | х | [5 empty] | 2 | [5 empty] | 2.85 | 24.2 |  |  | 24.198 | 2020 | Drinking Water of Ukraine Programme Environmental Protection Programme for Ivano-Frankivsk Oblast until 2025 | state, local budgets, other budgets not prohibited by law | Kosiv Municipal Utility Company, Kosivskaya TG | 2025 | 2 (average) | There is no design and construction project, approximate calculations have been made (expert opinion) | Kosiv Municipal Utility Company, Kosivskaya TG | 2023 р.
69 | GWP 1, GWP 2, GWP 3 | - | 8.1.1., 8.1.2., 8.1.3 | КТМ - 1,4,8,13,16,21,24,25 | Construction of sewage treatment facilities and water disposal networks in the village of Milievo village Chornohuzy Vyzhnytsia TG Vyzhnytsia district, Chernivtsi region | General (mandatory) data on the CCO operator: 0,0 1. Balance sheet holder: Vyzhnytsia City Council 2. EDRPOU code: 04062096 3. Water user code: not available 4. Information on the operation of the WWTP (as of 01.01.2023) discharged waste water per year, million cubic metres - total: 0 - without treatment: 0 - insufficiently treated: 0 - normatively clean (without cleaning): 0 - normatively treated at treatment plants: 0 - biological treatment: 0 - physical and chemical treatment: 0 - mechanical: 0 - capacity of treatment facilities, after treatment of which return (waste) water is discharged into water bodies: 0 including those that provide regulatory treatment: 0 capacity of treatment facilities, after treatment of which waste water is discharged to irrigation fields, terrain, filtration fields, storage tanks and cesspools: 0 | 1. Number of sewage treatment systems (STS): - actual - 0 - plan - 1 2. Method of wastewater treatment - actual - none - plan - MECH (1) / BIO (2) / TRO (3) 3. Capacity of facilities after which wastewater is discharged to the surface water body (SWB) - actual - 0 thousand m3/day (0 million m3/year) - plan - 3.0 thousand m3/day (1.1 million m3/year) 4. Residual sediment (sludge) - actual - not available - plan - treatment (partial recycling) 5. Storm sewerage (SS) - collector-drainage water (rain and melt) - fact - not available - plan - treatment of storm water drainage system 6. Access to sanitation (connection of the population to the SSS (%), number of subscribers (population) of the territorial community (TC) - actual -0 % /0 thousand people - plan - 100%/11.9 thousand people 7. Climate neutrality - plan - installation of modern energy-saving equipment | Vyzhnytsia City Council | no | no | 11.9 | M5.3 Danube River Basin Region | M5.3.2 Prut River sub-basin | Chernivetska | Vyzhnytskyi | Vyzhnytska | Cheremosh River | UA_M5.3.2_0084 | possibly at risk | not established | not established |  | х | [5 empty] | 3 | [5 empty] | 71.4 | 214.2 |  |  | 214.2 | 2023 | Drinking Water Programme, Comprehensive Environmental Protection Programme "Ecology" in Chernivtsi Oblast for 2022-2026 | state, local budgets, other budgets not prohibited by law | Vyzhnytska TG | 2025-2030 | 2 (average) | The following villages will be connected to the WSC: vill. Milievo, Ispas, Kibaki, Bahna, Chornohuzy No design and development plan available Estimates made (expert opinion) | Vyzhnytska TG | 2023 р.
70 | GWP 1, GWP 2, GWP 3 | - | 8.1.1., 8.1.2., 8.1.3 | КТМ - 1,4,8,13,16,21,24,25 | Construction of sewage treatment plants and water disposal networks in Banyliv village Banylivska TG Vizhnytskyi district, Chernivtsi region | General (mandatory) data about the CSP operator: 1. Balance sheet holder: Banylivka village council 2. EDRPOU code: 04418204 3. Water user code: not available 4. Information on the operation of the WWTP (as of 01.01.2023) discharged waste water per year, million cubic metres - total: 0 - without treatment: 0 - insufficiently treated: 0 - normatively clean (without cleaning): 0 - normatively treated at treatment plants: 0 - biological treatment: 0 - physical and chemical treatment: 0 - mechanical - 0 - capacity of treatment facilities, after which the waste water is discharged into water bodies: 0 including those that provide regulatory treatment:- capacity of treatment facilities, after treatment of which waste water is discharged to irrigation fields, terrain, filtration fields, storage tanks and cesspools: 0 | Number of sewage treatment systems (STS): - actual - 0 - planned - 1 2. Method of wastewater treatment - actual - none - plan - MECH (1)/BIO (2) 3. Capacity of facilities after which wastewater is discharged to the surface water body (SWB) - actual - 0 thousand m3/day (0 million m3/year) - plan - 1.0 thousand m3/day (0.365 million m3/year) 4. Residual sediment (sludge) - actual - none - plan - treatment (partial recycling) 5. Stormwater drainage (SW) - collector-drainage water (rain and melt) - fact - not available - plan - treatment of storm water drainage system 6. Access to sanitation (connection of the population to the SSS (%) number of subscribers (population) of the territorial community (TC) - actual - 0 % / 0 thousand people - plan - 100% /3.9 thousand people 7. Climate neutrality - plan - installation of modern energy-saving equipment | Banylivka village council | no | no | 3.9 | M5.3 Danube River Basin Region | M5.3.2 Prut River sub-basin | Chernivetska | Vyzhnytskyi | Banilovskaya | Cheremosh River | UA_M5.3.2_0084 | possibly at risk | not established | not established |  | х | [5 empty] | 1 | [5 empty] | 31.2 | 31.2 |  |  | 31.2 | 2023 | Drinking Water Programme | state, local budgets, other budgets not prohibited by law | Banilivska TG | 2025-2030 | 2 (average) | There is no design and construction project, approximate calculations have been made (expert opinion) | Banilivska TG | 2023 р.
71 | GWP 1, GWP 2, GWP 3 |  | 8.1.1., 8.1.2., 8.1.3 | КТМ - 1,4,8,13,16,21,24,25 | Construction of sewage treatment plants and drainage networks in the village of Slobidka Kutska TG Kosiv district, Ivano-Frankivsk region | General (mandatory) data on the CSP operator: 1. Balance sheet holder: Kutske village council 2. EDRPOU code: 04354249 3. Water user code: not available 4. Information on the operation of the WWTP (as of 01.01.2023) discharged waste water per year, thousand cubic metres - total: 0 - without treatment: 0 - insufficiently treated: 0 - normatively clean (without cleaning): 0 - normatively treated at treatment plants: 0 - biological treatment: 0 - physical and chemical treatment: 0 - mechanical: 0 - capacity of treatment facilities, after which the waste water is discharged into water bodies: 0 including those that provide regulatory treatment: 0 capacity of treatment facilities, after treatment of which return (waste) water is discharged to irrigation fields, terrain, filtration fields, storage tanks and cesspools: 0 | 1. Number of sewage treatment systems (STS): - actual - 0 - plan - 1 2. Method of wastewater treatment - actual - none - plan - MECH (1)/BIO (2)/TRO (3) 3. Capacity of facilities after which wastewater is discharged to the surface water body (SWB) - actual - 0 thousand m3/day (0 million m3/year) - plan - 2.9 thousand m3/day (1.058 million m3/year) 4. Residual sediment (sludge) - actual - none - plan - treatment (partial recycling) 5. Stormwater drainage (SW) - collector-drainage water (rain and melt) - fact - absent - plan - treatment of storm water drainage system 6. Access to sanitation (connection of the population to the SSS (%) number of subscribers (population) of the territorial community (TC) - actual - 0 % / 0 thousand people - plan - 100%/11.5 thousand people 7. Climate neutrality - plan - installation of modern energy-saving equipment | Kutske village council | no | no | 11.5 | M5.3 Danube River Basin Region | M5.3.2 Prut River sub-basin | Ivano-Frankivsk | Kosovsky | Kutska | Cheremosh River | UA_M5.3.2_0084 | possibly at risk | not established | not established |  | х | [5 empty] | 2.9 | [5 empty] | 31.7 | 92 |  |  | 92 | 2023 | Drinking Water of Ukraine Programme, Kutske Settlement Territorial Community Development Strategy for 2022-2027 | state, local budgets, other budgets not prohibited by law | Kutska TG | 2025-2027 | 2 (average) | The following villages will be connected to the CSC: vlg. Slobidka, Kuty village, Staryi Kuty village, Tyudiv village. Stari Kuty, Tyudiv village No design and development plan available No design and development plan available Approximate calculations (expert opinion) | Kutska TG | 2023 р.
72 | GWP 1, GWP 2, GWP 3 |  | 8.1.1., 8.1.2., 8.1.3 | КТМ - 1,4,8,13,16,21,24,25 | Construction of sewage treatment plants and drainage networks in the village of Rybne Rozhnivska TG Kosiv district Ivano-Frankivsk region | General (mandatory) data on the CSP operator: 1. Balance sheet holder: Rozhniv village council 2. EDRPOU code: 42736152 3. Water user code: not available 4. Information on the operation of the WWTP (as of 01.01.2023) discharged waste water per year, thousand cubic metres - total: 0 - without treatment: 0 - insufficiently treated: 0 - normatively clean (without cleaning): 0 - normatively treated at treatment plants: 0 - biological treatment: 0 - physical and chemical treatment: 0 - mechanical: 0 - capacity of treatment facilities, after which the waste water is discharged into water bodies: 0 including those that provide regulatory treatment: 0 capacity of treatment facilities, after treatment of which return (waste) water is discharged to irrigation fields, terrain, filtration fields, storage tanks and cesspools: 0 | 1. Number of sewage treatment systems (STS): - actual - 0 - plan - 1 2. Method of wastewater treatment - actual - none - plan - MECH (1)/BIO (2) 3. Capacity of facilities after which wastewater is discharged to the surface water body (SWB) - actual - 0 thousand m3/day (0 million m3/year) - plan - 1.0 thousand m3/day (0.365 million m3/year) 4. Residual sediment (sludge) - actual - none - plan - treatment (partial recycling) 5. Stormwater drainage (SW) - collector-drainage water (rain and melt) - fact - absent - plan - treatment of storm water drainage system 6. Access to sanitation (connection of the population to the SSS (%) number of subscribers (population) of the territorial community (TC) - actual - 0 % / 0 thousand people - plan - 100%/4.0 thousand people 7. Climate neutrality - plan - installation of modern energy-saving equipment | Rozhniv village council | no | no | 4 | M5.3 Danube River Basin Region | M5.3.2 Prut River sub-basin | Ivano-Frankivsk | Kosovsky | Rozhnivska | Cheremosh River | UA_M5.3.2_0084 | possibly at risk | not established | not established |  | х | [5 empty] | 1 | [5 empty] | 32 | 32 |  |  | 32 | 2023 | Drinking Water of Ukraine Programme | state, local budgets, other budgets not prohibited by law | Rozhnivska TG | 2025-2030 | 2 (average) | The following villages will be connected to the OSS: Rybne village. Rybne village, Kobaki village Approximate calculations have been made (expert opinion) | Rozhnivska TG | 2023 р.
73 | GWP 1, GWP 2, GWP 3 |  | 8.1.1., 8.1.2., 8.1.3 | КТМ - 1,4,8,13,16,21,24,25 | Construction of sewage treatment plants and water disposal networks in the village. Horishne Zalyuchia Sniatynska TG Kolomyia district, Ivano-Frankivsk region | General (mandatory) data on the CSP operator: 1. Balance sheet holder: Sniatyn City Council 2. EDRPOU code: 04054240 3. Water user code: not available 4. Information on the operation of the WWTP (as of 01.01.2023) discharged waste water per year, thousand cubic metres - total: 0 - without treatment: 0 - insufficiently treated: 0 - normatively clean (without cleaning): 0 - normatively treated at treatment plants: 0 - biological treatment: 0 - physical and chemical treatment: 0 - mechanical: 0 - capacity of treatment facilities, after which the waste water is discharged into water bodies: 0 including those that provide regulatory treatment: 0 capacity of treatment facilities, after treatment of which return (waste) water is discharged to irrigation fields, terrain, filtration fields, storage tanks and cesspools: 0 | 1. Number of sewage treatment systems (STS): - actual - 0 - plan - 1 2. Method of wastewater treatment - actual - none - plan - MECH (1)/BIO (2) 3. Capacity of facilities after which wastewater is discharged to the surface water body (SWB) - actual - 0 thousand m3/day (0 million m3/year) - plan - 1.3 thousand m3/day (0.475 million m3/year) 4. Residual sediment (sludge) - actual - none - plan - treatment (partial recycling) 5. Stormwater drainage (SW) - collector-drainage water (rain and melt) - fact - absent - plan - treatment of storm water drainage system 6. Access to sanitation (connection of the population to the SSS (%) number of subscribers (population) of the territorial community (TC) - actual - 0 % / 0 thousand people - plan - 100%/5.2 thousand people 7. Climate neutrality - plan - installation of modern energy-saving equipment | Sniatyn City Council | no | no | 5.2 | M5.3 Danube River Basin Region | M5.3.2 Prut River sub-basin | Ivano-Frankivsk | Kolomyisky | Sniatynska | Cheremosh River | UA_M5.3.2_0084 | possibly at risk | not established | not established |  | х | [5 empty] | 1.3 | [5 empty] | 32 | 41.6 |  |  | 41.6 | 2023 | Drinking Water of Ukraine Programme | state, local budgets, other budgets not prohibited by law | Sniatynska TG | 2025-2030 | 2 (average) | The following villages will be connected to the SPS: Horishne Zaluchchia, Knyazhe Approximate estimates (expert opinion) | Sniatynska TG | 2023 р.
74 | GWP 1, GWP 2, GWP 3 |  | 8.1.1., 8.1.2., 8.1.3 | КТМ - 1,4,8,13,16,21,24,25 | Construction of sewage treatment plants and drainage networks in Tuchapy village, Sniatynska TG, Kolomyia district, Ivano-Frankivsk region | General (mandatory) data on the CSP operator: 1. Balance sheet holder: Sniatyn City Council 2. EDRPOU code: 04054240 3. Water user code: not available 4. Information on the operation of the WWTP (as of 01.01.2023) discharged waste water per year, thousand cubic metres - total: 0 - without treatment: 0 - insufficiently treated: 0 - normatively clean (without cleaning): 0 - normatively treated at treatment plants: 0 - biological treatment: 0 - physical and chemical treatment: 0 - mechanical: 0 - capacity of treatment facilities, after which the waste water is discharged into water bodies: 0 including those that provide regulatory treatment: 0 capacity of treatment facilities, after treatment of which return (waste) water is discharged to irrigation fields, terrain, filtration fields, storage tanks and cesspools: 0 | 1. Number of sewage treatment systems (STS): - actual - 0 - plan - 1 2. Method of wastewater treatment - actual - none - plan - MECH (1)/BIO (2) 3. Capacity of facilities after which wastewater is discharged to the surface water body (SWB) - actual - 0 thousand m3/day (0 million m3/year) - plan - 0.53 thousand m3/day (0.193 million m3/year) 4. Residual sediment (sludge) - actual - none - plan - treatment (partial recycling) 5. Stormwater drainage (SW) - collector-drainage water (rain and melt) - fact - absent - plan - treatment of storm water drainage system 6. Access to sanitation (connection of the population to the SSS (%) number of subscribers (population) of the territorial community (TC) - actual - 0 % / 0 thousand people - plan - 100%/2.1 thousand people 7. Climate neutrality - plan - installation of modern energy-saving equipment | Sniatyn City Council | no | no | 2.1 | M5.3 Danube River Basin Region | M5.3.2 Prut River sub-basin | Ivano-Frankivsk | Kolomyisky | Sniatynska | Cheremosh River | UA_M5.3.2_0084 | possibly at risk | not established | not established |  | х | [5 empty] | 0.53 | [5 empty] | 31.7 | 16.8 |  |  | 16.8 | 2023 | Drinking Water of Ukraine Programme | state, local budgets, other budgets not prohibited by law | Sniatynska TG | 2025-2030 | 2 (average) | Tuchapy and Popelnyky villages will be connected to the SPS Approximate calculations have been made (expert opinion) | Sniatynska TG | 2023 р.
75 | GWP 1, GWP 2, GWP 3 | - | 8.1.1., 8.1.2., 8.1.3 | КТМ - 1,4,8,13,16,21,24,25 | Construction of sewage treatment plants and water disposal networks in the city of Vashkivtsi. Vashkivtsi Vashkivetska TG Vyzhnytskyi district Chernivtsi region | General (mandatory) data on the CSP operator: 1. Balance sheet holder: Vashkivtsi City Council 2. EDRPOU code: 04062073 3. Water user code: not available 4. Information on the operation of the WWTP (as of 01.01.2023) discharged waste water per year, million cubic metres - total: 0 - without treatment: 0 - insufficiently treated: 0 - normatively clean (without cleaning): 0 - normatively treated at treatment plants: 0 - biological treatment: 0 - physical and chemical treatment: 0 - mechanical: 0 - capacity of treatment facilities, after which the waste water is discharged into water bodies: 0 including those that provide regulatory treatment: 0 capacity of treatment facilities, after treatment of which waste water is discharged to irrigation fields, terrain, filtration fields, storage tanks and cesspools: 0 | 1. Number of sewage treatment systems (STS): - actual - 0 - plan - 1 2. Method of wastewater treatment - actual - none - plan - MECH (1) / BIO (2) / TRO (3) 3. Capacity of facilities after which wastewater is discharged to the surface water body (SWB) - actual - 0 thousand m3/day (0 million m3/year) - plan - 3.2 thousand m3/day (1.2 million m3/year) 4. Residual sediment (sludge) - actual - not available - plan - treatment (partial recycling) 5. Stormwater drainage (SW) - collector-drainage water (rain and melt) - fact - not available - plan - treatment of storm water drainage system 6. Access to sanitation (connection of the population to the SSS (%) number of subscribers (population) of the territorial community (TC) - actual -0 % /0 thousand people - plan - 100% /12.9 thousand people 7. Climate neutrality - plan - installation of modern energy-saving equipment | Vashkivtsi City Council | no | no | 12.9 | M5.3 Danube River Basin Region | M5.3.2 Prut River sub-basin | Chernivetska | Vyzhnytskyi | Vashkivetska | Cheremosh River | UA_M5.3.2_0085 | without compromising environmental goals | not established | not established |  | х | [5 empty] | 3.2 | [5 empty] | 72.56 | 232.2 |  |  | 232.2 | 2023 | Drinking Water Programme | state, local budgets, other budgets not prohibited by law | Vashkivetska TG | 2023-2025 | 2 (average) | The following towns will be connected to the SPS: m. Vashkivtsi, Voloka village, vill. Zamostia, Karapchiv, Babyno, Valy, Sloboda Banyliv. Sloboda Baniliv No feasibility study available Approximate calculations made (expert opinion) | Vashkivetska TG | 2023 р.
76 | GWP 1, GWP 2, GWP 3 | - | 8.1.1., 8.1.2., 8.1.3 | КТМ - 1,4,8,13,16,21,24,25 | Construction of sewage treatment plants and water disposal networks Verkhovyna village Verkhovynska TG Verkhovynskyi district, Ivano-Frankivsk region | General (mandatory) data on the CCO operator 1. Balance sheet holder: Verkhovyna water supply and sewerage company 2. EDRPOU code: 19400280 3. Water user code: 260013 4. Information on the operation of the WWTP (as of 01.01.2023) discharged waste water per year, thousand cubic metres - Total: 20,0 - without treatment: 0 - insufficiently treated: 20,0 - normatively clean (without treatment): 0 - normatively treated at treatment plants: 0 - biological treatment: 0 - physical and chemical treatment: 0 - capacity of treatment facilities that discharge waste water into water bodies after treatment: 43,8 including those that provide regulatory treatment: 0 - capacity of treatment facilities, after treatment of which waste water is discharged to irrigation fields, terrain, filtration fields, storage tanks and cesspools: 0 | 1. Number of sewage treatment systems (STS) - actual - 1 - plan - 1 2. Method of wastewater treatment - actual - MECH (1)/BIO(2) - plan - MECH(1)/BIO(2) 3. Capacity of the facilities after which wastewater is discharged to the WWTP - actual - 0.12 thousand m3/day (0.0438 million m3/year) - plan - 0.2 thousand m3/day (0.073 million m3/year) 4. Residual sludge (sludge) - actual - untreated (storage) - plan - treatment (partial processing) 5. Stormwater drainage (SWD) - collector-drainage water (rain and melt) - fact - MEH(1) - plan - additional treatment of CS / MECH(1)/BIO(2) 6. Access to sanitation (connection of the population to the SSS (%) number of subscribers (population) of the territorial community (TC) - actual - 9.0%/0.5 thousand people - plan - 18%/1.0 thousand people 7. Climate neutrality - actual - use of outdated pumping equipment - plan - replacement of equipment, installation of modern energy-saving equipment | Verkhovyna Water Supply and Sewerage Enterprise | no | no | 1 | M5.3 Danube River Basin Region | M5.3.2 Prut River sub-basin | Ivano-Frankivsk | Verkhovinsky | Verkhovynska | Black Cheremosh River | UA_M5.3.2_0088 | possibly at risk | not established | not established |  | х | [5 empty] | 0.2 | [5 empty] | 40 | 8 | 12.85 | 2.57 | 10.57 | 2023 | Drinking Water of Ukraine Programme | state, local budgets, other budgets not prohibited by law | Verkhovyna TG | 2025 | 2 (average) | The detailed design envisages the new construction of biological wastewater treatment facilities in Verkhovyna village with a capacity of 200 m3/day. Information from the developed project design | Verkhovyna TG | 2023 р.
77 | GWP 1, GWP 2, GWP 3 |  | 8.1.1., 8.1.2., 8.1.3 | КТМ - 1,4,8,13,16,21,24,25 | Construction of sewage treatment plants and drainage networks in the village. Rivnia Verkhovynska TG Verkhovynsk district, Ivano-Frankivsk region | General (mandatory) data on the CSP operator: 1. Balance sheet holder: Verkhovyna village council 2. EDRPOU code: 04357294 3. Water user code: not available 4. Information on the operation of the WWTP (as of 01.01.2023) discharged waste water per year, thousand cubic metres - total: 0 - without treatment: 0 - insufficiently treated: 0 - normatively clean (without cleaning): 0 - normatively treated at treatment plants: 0 - biological treatment: 0 - physical and chemical treatment: 0 - mechanical: 0 - capacity of treatment facilities, after which the waste water is discharged into water bodies: 0 including those that provide regulatory treatment: 0 capacity of treatment facilities, after treatment of which return (waste) water is discharged to irrigation fields, terrain, filtration fields, storage tanks and cesspools: 0 | 1. Number of sewage treatment systems (STS): - actual - 0 - plan - 1 2. Method of wastewater treatment - actual - none - plan - MECH (1)/BIO (2) 3. Capacity of facilities after which wastewater is discharged to the surface water body (SWB) - actual - 0 thousand m3/day (0 million m3/year) - plan - 0.83 thousand m3/day (0.303 million m3/year) 4. Residual sediment (sludge) - actual - none - plan - treatment (partial recycling) 5. Stormwater drainage (SW) - collector-drainage water (rain and melt) - fact - absent - plan - treatment of storm water drainage system 6. Access to sanitation (connection of the population to the SSS (%) number of subscribers (population) of the territorial community (TC) - actual - 0 % / 0 thousand people - plan - 100%/3.3 thousand people 7. Climate neutrality - plan - installation of modern energy-saving equipment | Verkhovyna village council | no | no | 3.3 | M5.3 Danube River Basin Region | M5.3.2 Prut River sub-basin | Ivano-Frankivsk | Verkhovinsky | Verkhovynska | Black Cheremosh River | UA_M5.3.2_0088 | possibly at risk | not established | not established |  | х | [5 empty] | 0.83 | [5 empty] | 31.8 | 26.4 |  |  | 26.4 | 2023 | Drinking Water of Ukraine Programme | state, local budgets, other budgets not prohibited by law | Verkhovyna TG | 2025-2030 | 2 (average) | Verkhniy Yaseniv village, Kryvorivtsi village will be connected to the WSC. Rivnia, Kryvorivnia village No design and engineering design is available Approximate calculations have been made (expert opinion) | Verkhovyna TG | 2023 р.
78 | GWP 1, GWP 2, GWP 3 |  | 8.1.1., 8.1.2., 8.1.3 | КТМ - 1,4,8,13,16,21,24,25 | Construction of sewage treatment plants and drainage networks in the village of Stebni Biloberizka TG Verkhovyna district, Ivano-Frankivsk region | General (mandatory) data on the CSP operator: 1. Balance sheet holder: Biloberizka village council 2. EDRPOU code: 40468386 3. Water user code: not available 4. Information on the operation of the WWTP (as of 01.01.2023) discharged waste water per year, thousand cubic metres - total: 0 - without treatment: 0 - insufficiently treated: 0 - normatively clean (without cleaning): 0 - normatively treated at treatment plants: 0 - biological treatment: 0 - physical and chemical treatment: 0 - mechanical: 0 - capacity of treatment facilities, after which the waste water is discharged into water bodies: 0 including those that provide regulatory treatment: 0 capacity of treatment facilities, after treatment of which return (waste) water is discharged to irrigation fields, terrain, filtration fields, storage tanks and cesspools: 0 | 1. Number of sewage treatment systems (STS): - actual - 0 - plan - 1 2. Method of wastewater treatment - actual - none - plan - MECH (1)/BIO (2) 3. Capacity of facilities after which wastewater is discharged to the surface water body (SWB) - actual - 0 thousand m3/day (0 million m3/year) - plan -1.05 thousand m3/day (0.383 million m3/year) 4. Residual sediment (sludge) - actual - none - plan - treatment (partial recycling) 5. Stormwater drainage (SW) - collector-drainage water (rain and melt) - fact - absent - plan - treatment of stormwater drainage system 6. Access to sanitation (connection of the population to the SSS (%) number of subscribers (population) of the territorial community (TC) - actual - 0 % / 0 thousand people - plan - 100%/4.2 thousand people 7. Climate neutrality - plan - installation of modern energy-saving equipment | Biloberizka village council | no | no | 4.2 | M5.3 Danube River Basin Region | M5.3.2 Prut River sub-basin | Ivano-Frankivsk | Verkhovinsky | Beloberizka | White Cheremosh River | UA_M5.3.2_0105 | without compromising environmental goals | not established | not established | Cheremoskyi Nature Reserve | х | [5 empty] | 1.05 | [5 empty] | 32 | 33.6 |  |  | 33.6 | 2023 | Drinking Water of Ukraine Programme, Sustainable Development Strategy of Biloberizka amalgamated territorial community for 2017-2027 | state, local budgets, other budgets not prohibited by law | Beloberizka TG | 2023-2027 | 2 (average) | Yablunytsia, Dovgopillya, Polyanky, Cheremoshna, Stebni, and other villages will be connected to the transmission system. Stebni, village. Usteryky No design and development plan available Approximate calculations made (expert opinion) | Beloberizka TG | 2023 р.
79 | GWP 1, GWP 2, GWP 3 |  | 8.1.1., 8.1.2., 8.1.3 | КТМ - 1,4,8,13,16,21,24,25 | Construction of sewage treatment plants and drainage networks in Dykhtynets village, Putylska TG, Vyzhnytskyi district, Chernivtsi region | General (mandatory) data on the CSP operator: 1. Balance sheet holder: Putyla village council 2. EDRPOU code: 04417046 3. Water user code: not available 4. Information on the operation of the WWTP (as of 01.01.2023) discharged waste water per year, thousand cubic metres - total: 0 - without treatment: 0 - insufficiently treated: 0 - normatively clean (without cleaning): 0 - normatively treated at treatment plants: 0 - biological treatment: 0 - physical and chemical treatment: 0 - mechanical: 0 - capacity of treatment facilities, after which the waste water is discharged into water bodies: 0 including those that provide regulatory treatment: 0 capacity of treatment facilities, after treatment of which return (waste) water is discharged to irrigation fields, terrain, filtration fields, storage tanks and cesspools: 0 | 1: Number of sewage treatment systems (STS): - actual - 0 - plan - 1 2. Method of wastewater treatment - actual - none - plan - MEH (1)/BIO (2) 3. Capacity of facilities after which wastewater is discharged to the surface water body (SWB) - actual - 0 thousand m3/day (0 million m3/year) - plan - 0.8 thousand m3/day (0.292 million m3/year) 4. Residual sediment (sludge) - actual - none - plan - treatment (partial recycling) 5. Stormwater drainage (SWD) - collector-drainage water (rain and meltwater) - fact - not available - plan - treatment of storm water drainage system 6. Access to sanitation (connection of the population to the SSS (%) number of subscribers (population) of the territorial community (TC) - actual - 0%/0 thousand people - plan - 100%/3.1 thousand people 7. Climate neutrality - plan - installation of modern energy-saving equipment | Putyla village council | no | no | 3.1 | M5.3 Danube River Basin Region | M5.3.2 Prut River sub-basin | Chernivetska | Vyzhnytskyi | Putylska | Putila River | UA_M5.3.2_0120 | without compromising environmental goals | not established | not established |  | х | [5 empty] | 0.8 | [5 empty] | 31 | 24.8 |  |  | 24.8 | 2023 | Drinking Water of Ukraine Programme | state, local budgets, other budgets not prohibited by law | Putylska TG | 2025-2030 | 2 (average) | The following villages will be connected to the SPS: Toraki, Dykhtynets, Malyi Dykhtynets. Malyi Dykhtynets, Kyselytsi, village. Sokoliy, village. Hreblyna No feasibility study available Approximate calculations made (expert opinion) | Putylska TG | 2023 р.
80 | GWP 1, GWP 2, GWP 3 |  | 8.1.1., 8.1.2., 8.1.3 | КТМ - 1,4,8,13,16,21,24,25 | Construction of sewage treatment plants and drainage networks in the village of Serhii Putylska TG Vyzhnytsia district, Chernivtsi region | General (mandatory) data on the CSP operator: 1. Balance sheet holder: Putyla village council 2. EDRPOU code: 04417046 3. Water user code: not available 4. Information on the operation of the WWTP (as of 01.01.2023) discharged waste water per year, thousand cubic metres - total: 0 - without treatment: 0 - insufficiently treated: 0 - normatively clean (without cleaning): 0 - normatively treated at treatment plants: 0 - biological treatment: 0 - physical and chemical treatment: 0 - mechanical: 0 - capacity of treatment facilities, after which the waste water is discharged into water bodies: 0 including those that provide regulatory treatment: 0 capacity of treatment facilities, after treatment of which the return (waste) water is discharged to irrigation fields, terrain, filtration fields, storage tanks and cesspools: 0 | 1. Number of sewage treatment systems (STS): - actual - 0 - plan - 1 2. Method of wastewater treatment - actual - none - plan - MECH (1)/BIO (2) 3. Capacity of facilities after which wastewater is discharged to the surface water body (SWB) - actual - 0 thousand m3/day (0 million m3/year) - plan - 0.5 thousand m3/day (0.183 million m3/year) 4. Residual sediment (sludge) - actual - none - plan - treatment (partial recycling) 5. Stormwater drainage (SW) - collector-drainage water (rain and melt) - fact - absent - plan - treatment of storm water drainage system 6. Access to sanitation (connection of the population to the SSS (%) number of subscribers (population) of the territorial community (TC) - actual - 0 %/0 thousand people - plan - 100%/2.0 thousand people 7. Climate neutrality - plan - installation of modern energy-saving equipment | Putyla village council | no | no | 2 | M5.3 Danube River Basin Region | M5.3.2 Prut River sub-basin | Chernivetska | Vyzhnytskyi | Putylska | Putila River | UA_M5.3.2_0120 | without compromising environmental goals | not established | not established |  | х | [5 empty] | 0.5 | [5 empty] | 32 | 16 |  |  | 16 | 2023 | Drinking Water of Ukraine Programme | state, local budgets, other budgets not prohibited by law | Putylska TG | 2025-2030 | 2 (average) | The following villages will be connected to the CSP: vlg. Serhii, vlg. Ripen, village. Foshky No design and construction documents available Approximate calculations have been made (expert opinion) | Putylska TG | 2023 р.
81 | GWP 1, GWP 2, GWP 3 |  | 8.1.1., 8.1.2., 8.1.3 | КТМ - 1,4,8,13,16,21,24,25 | Reconstruction of sewage treatment plants and sewage networks in Putyla village Putyla TG Vyzhnytsia district, Chernivtsi region | General (mandatory) data on the CSP operator: 1. Balance sheet holder: Putyla Production Department of Housing and Communal Services 2. EDRPOU code: 03357381 3. Water user code: 770083 4. Information on the operation of the WWTP (as of 01.01.2023) discharged waste water per year, thousand cubic metres - total: 13,2 - without treatment: 0 - insufficiently treated: 0 - normatively clean (without purification): 0 - normatively treated at treatment plants: 0 - biological treatment: 0 - physical and chemical treatment: 0 - mechanical: 0 - capacity of treatment facilities, after which the waste water is discharged into water bodies: 0 including those that provide regulatory treatment: 0 capacity of treatment facilities, after treatment of which return (waste) water is discharged to irrigation fields, terrain, filtration fields, storage tanks and cesspools: 36,5 | 1. Number of sewage treatment systems (STS): - actual - 1 - plan - 1 2. Method of wastewater treatment - actual - none - plan - MECH (1)/BIO (2) 3. Capacity of facilities after which wastewater is discharged to the surface water body (SWB) - actual - 0.1 thousand m3/day (0.299 million m3/year) - plan - 0.82 thousand m3/day (0.0365 million m3/year) 4. Residual sediment (sludge) - actual - not available - plan - treatment (partial recycling) 5. Stormwater drainage (SW) - collector-drainage water (rain and melt) - fact - absent - plan - treatment of storm water drainage system 6. Access to sanitation (connection of the population to the SSS (%) number of subscribers (population) of the territorial community (TC) - actual - 12 %/0.4 thousand people - plan - 100%/3.3 thousand people 7. Climate neutrality - plan - installation of modern energy-saving equipment | Putyla village council | no | no | 3.3 | M5.3 Danube River Basin Region | M5.3.2 Prut River sub-basin | Chernivetska | Vyzhnytskyi | Putylska | Putila River | UA_M5.3.2_0121 | without compromising environmental goals | not established | not established |  | х | [5 empty] | 0.82 | [5 empty] | 18.29 | 15 |  |  | 15 | 2023 | Drinking Water of Ukraine Programme | state, local budgets, other budgets not prohibited by law | Putylska TG | 2025-2030 | 2 (average) | There is no design and construction project, approximate calculations have been made (expert opinion) | Putylska TG | 2023 р.
82 | GWP 1, GWP 2, GWP 3 | - | 8.1.1., 8.1.2., 8.1.3 | КТМ - 1,4,8,13,16,21,24,25 | Construction of sewage treatment plants and water disposal networks in Korytne village, Banylivska TG, Vyzhnytskyi district, Chernivtsi region | General (mandatory) data on the CSP operator: 1. Balance sheet holder: Banylivka village council 2. EDRPOU code: 04418204 3. Water user code: not available 4. Information on the operation of the WWTP (as of 01.01.2023) discharged waste water per year, million cubic metres - total: 0 - without treatment: 0 - insufficiently treated: 0 - normatively clean (without cleaning): 0 - normatively treated at treatment plants:0,0 - biological treatment: 0 - physical and chemical treatment: 0 - mechanical: 0 - capacity of treatment facilities, after which the waste water is discharged into water bodies: 0 including those that provide regulatory treatment:- - capacity capacity of treatment facilities, after treatment of which waste water is discharged to irrigation fields, terrain, filtration fields, storage tanks and cesspools: 0 | Number of sewage treatment systems (STS): - actual - 0 - planned - 1 2. Method of wastewater treatment - actual - none - plan - MECH (1) / BIO (2) 3. Capacity of facilities after which wastewater is discharged to the surface water body (SWB) - actual - 0 thousand m3/day (0 million m3/year) - plan - 1.0 thousand m3/day (0.365 million m3/year) 4. Residual sediment (sludge) - actual - none - plan - treatment (partial recycling) 5. Stormwater drainage (SW) - collector-drainage water (rain and melt) - fact - not available - plan - treatment of storm water drainage system 6. Access to sanitation (connection of the population to the SSS (%) number of subscribers (population) of the territorial community (TC) - actual - 0 % / 0 thousand people - plan - 100 % / 4.0 thousand people 7. Climate ne- fact - ---. - plan - installation of modern energy-saving equipment | Banylivka village council | no | no | 4 | M5.3 Danube River Basin Region | M5.3.2 Prut River sub-basin | Chernivetska | Vyzhnytskyi | Banilovskaya | Korytnitsa River | UA_M5.3.2_0151 | No risk to environmental objectives/possibly at risk | not established | not established |  | х | [5 empty] | 1 | [5 empty] | 31.2 | 31.2 |  |  | 31.2 | 2023 | Drinking Water Programme | state, local budgets, other budgets not prohibited by law | Banilivska TG | 2025-2030 | 2 (average) | The following villages will be connected to the WSC: Berezhnytsia, Korytne, Berezhonka No design and development plan made Approximate calculations (expert opinion) | Banilivska TG | 2023 р.
83 | GWP 1, GWP 2, GWP 3 |  | 8.1.1., 8.1.2., 8.1.3 | КТМ - 1,4,8,13,16,21,24,25 | Construction of sewage treatment plants and drainage networks in Kostyntsi village, Storozhynets TG, Chernivtsi district, Chernivtsi region | General (mandatory) data on the CSP operator: 1. Balance sheet holder: Storozhynets City Council 2. EDRPOU code: 04062179 3. Water user code: not available 4. Information on the operation of the WWTP (as of 01.01.2023) discharged waste water per year, thousand cubic metres - total: 0 - without treatment: 0 - insufficiently treated: 0 - normatively clean (without cleaning): 0 - normatively treated at treatment plants: 0 - biological treatment: 0 - physical and chemical treatment: 0 - mechanical: 0 - capacity of treatment facilities, after which the waste water is discharged into water bodies: 0 including those that provide regulatory treatment: 0 capacity of treatment facilities, after treatment of which return (waste) water is discharged to irrigation fields, terrain, filtration fields, storage tanks and cesspools: 0 | 1. Number of sewage treatment systems (STS): - actual - 0 - plan - 1 2. Method of wastewater treatment - actual - none - plan - MECH (1)/BIO (2) 3. Capacity of facilities after which wastewater is discharged to the surface water body (SWB) - plan - 0 thousand m3/day (0 million m3/year) - plan - 1.3 thousand m3/day (0.475 million m3/year) 4. Residual sediment (sludge) - actual - none - plan - treatment (partial recycling) 5. Stormwater drainage (SW) - collector-drainage water (rain and melt) - fact - absent - plan - treatment of storm water drainage system 6. Access to sanitation (connection of the population to the SSS (%) number of subscribers (population) of the territorial community (TC) - actual - 0 % / 0 thousand people - plan - 100%/5.2 thousand people 7. Climate neutrality - plan - installation of modern energy-saving equipment | Storozhynets City Council | no | no | 5.2 | M5.3 Danube River Basin Region | M5.3.2 Prut River sub-basin | Chernivetska | Chernivtsi | Storozhynetska | Hlynica River | UA_M5.3.2_0161 UA_M5.3.2_0162 | without risking the achievement of environmental goals, possibly at risk | not established | not established |  | х | [5 empty] | 1.3 | [5 empty] | 32 | 41.6 |  |  | 41.6 | 2023 | Drinking Water of Ukraine Programme, Storozhynets Territorial Community Development Strategy until 2027 | state, local budgets, other budgets not prohibited by law | Storozhynetska TG | 2025-2030 | 2 (average) | Bobivtsi, Kostyntsi, Yaseni, and Novi Broskivtsi villages will be connected to the WSP. Novi Broskivtsi No feasibility study available Approximate calculations made (expert opinion) | Storozhynetska TG | 2023 р.
84 | GWEP 4 |  | 8.1.4. | КТМ - 1,4,8,13,16,21,24,25 | Reconstruction of a hydraulic structure and dismantling of a temporary crossing for the revitalisation of the Hlynitsa River within the village of Drachyntsi, Mamayivska TG, Chernivtsi district, Chernivtsi region | The measures are aimed at improving the hydrological state of the watercourse, natural restoration of the river ecosystem, and achieving good ecological condition of the MNR | The design solutions provide for the following types of work: - dismantling of the emergency bridge; - installation of a new structure; - dismantling of an unauthorised crossing structure; - cleaning of the Hlynitsa riverbed; - landscaping of the work area. The construction period is 3.7 months. | Mamayivka village council | no | no | 2.3 | M5.3 Danube River Basin Region | M5.3.2 Prut River sub-basin | Chernivtsi region | Chernivtsi district | Mamaevskaya | Hlynica River | UA_M5.3.2_0162 | Possibly at risk | not established | not established | no |  |  | + |  |  | 2 pcs. |  |  | 0.0745 |  |  | 2 pcs. |  | 6.6518 |  | 0.2 | 6.8518 | 2022-06-16 | Regional and local social development programmes | state, local budgets, other budgets not prohibited by law | NGO "World Wide Fund for Nature Ukraine" | 2025-2030 | 4 (very low) | Design and estimate documentation developed, EIA received a positive conclusion | NGO "World Wide Fund for Nature Ukraine" | 2023-06-12
85 | GWP 1, GWP 2, GWP 3 |  | 8.1.1., 8.1.2., 8.1.3 | КТМ - 1,4,8,13,16,21,24,25 | Construction of sewage treatment plants and water disposal networks in Kyseliv village Verenchanska TG, Chernivtsi district, Chernivtsi region | General (mandatory) data about the CSP operator: 1. Balance sheet holder: Verenchany village council 2. EDRPOU code: 04418535 3. Water user code: not available 4. Information on the operation of the WWTP (as of 01.01.2023) discharged waste water per year, thousand cubic metres - total: 0 - without treatment: 0 - insufficiently treated: 0 - normatively clean (without cleaning): 0 - normatively treated at treatment plants: 0 - biological treatment: 0 - physical and chemical treatment: 0 - mechanical: 0 - capacity of treatment facilities, after which the waste water is discharged into water bodies: 0 including those that provide regulatory treatment: 0 capacity of treatment facilities, after treatment of which return (waste) water is discharged to irrigation fields, terrain, filtration fields, storage tanks and cesspools: 0 | 1. Number of sewage treatment systems (STS): - actual - 0 - plan - 1 2. Method of wastewater treatment - actual - none - plan - MECH (1) / BIO (2) 3. Capacity of facilities after which wastewater is discharged to the surface water body (SWB) - plan - 0 thousand m3/day (0 million m3/year) - plan - 1.13 thousand m3/day (0.412 million m3/year) 4. Residual sediment (sludge) - actual - none - plan - treatment (partial recycling) 5. Stormwater drainage (SW) - collector-drainage water (rain and melt) - fact - not available - plan - treatment of storm water drainage system 6. Access to sanitation (connection of the population to the SSS (%) number of subscribers (population) of the territorial community (TC) - actual - - % /- thousand people - plan - 100%/4.5 thousand people 7. Climate neutrality - plan - installation of modern energy-saving equipment | Verenchanske village council | no | no | 4.5 | M5.3 Danube River Basin Region | M5.3.2 Prut River sub-basin | Chernivetska | Chernivtsi | Verenchanskaya | Sovytsia Stavchanska river | UA_M5.3.2_0163 | at risk | not established | not established |  | х | [5 empty] | 1.13 | [5 empty] | 31.86 | 36 |  |  | 36 | 2023 | Drinking Water of Ukraine Programme | state, local budgets, other budgets not prohibited by law | Verenchanska TG | 2025-2030 | 2 (average) | Kyseliv and Borivtsi villages will be connected to the SPS, no design and development plan is available, approximate calculations have been made (expert opinion) | Verenchanska TG | 2023 р.
86 | GWP 1, GWP 2, GWP 3 |  | 8.1.1., 8.1.2., 8.1.3 | КТМ - 1,4,8,13,16,21,24,25 | Construction of sewage treatment plants and drainage networks in the village of Stavchany Stavchanska TG Chernivtsi district, Chernivtsi region | General (mandatory) data on the CSP operator: 1. Balance sheet holder: Stavcha village council 2. EDRPOU code: 04416967 3. Water user code: not available 4. Information on the operation of the WWTP (as of 01.01.2023) discharged waste water per year, thousand cubic metres - total: 0 - without treatment: 0 - insufficiently treated: 0 - normatively clean (without cleaning): 0 - normatively treated at treatment plants: 0 - biological treatment: 0 - physical and chemical treatment: 0 - mechanical: 0 - capacity of treatment facilities, after which the waste water is discharged into water bodies: 0 including those that provide regulatory treatment: 0 capacity of treatment facilities, after treatment of which return (waste) water is discharged to irrigation fields, terrain, filtration fields, storage tanks and cesspools: 0 | 1. Number of sewage treatment systems (STS): - actual - 0 - plan - 1 2. Method of wastewater treatment - actual - none - plan - MECH (1)/BIO (2) 3. Capacity of facilities after which wastewater is discharged to the surface water body (SWB) - plan - 0 thousand m3/day (0 million m3/year) - plan - 0.85 thousand m3/day (0.310 million m3/year) 4. Residual sediment (sludge) - actual - none - plan - treatment (partial recycling) 5. Stormwater drainage (SW) - collector-drainage water (rain and melt) - fact - absent - plan - treatment of storm water drainage system 6. Access to sanitation (connection of the population to the SSS (%) number of subscribers (population) of the territorial community (TC) - actual - 0 % / 0 thousand people - plan - 100%/3.4 thousand people 7. Climate neutrality - plan - installation of modern energy-saving equipment | Stavcha village council | no | no | 3.4 | M5.3 Danube River Basin Region | M5.3.2 Prut River sub-basin | Chernivetska | Chernivtsi | Stavchanska | Sovytsia Stavchanska river | UA_M5.3.2_0163 | at risk | not established | not established |  | х | [5 empty] | 0.85 | [5 empty] | 32 | 27.2 |  |  | 27.2 | 2023 | Drinking Water of Ukraine Programme | state, local budgets, other budgets not prohibited by law | Stavchanska TG | 2025-2030 | 2 (average) | The following villages will be connected to the SPS: Stavchany village. Stavchany, village. Malyatyntsi No project design is available Approximate calculations have been made (expert opinion) | Stavchanska TG | 2023 р.
87 | GWP 1, GWP 2, GWP 3 |  | 8.1.1., 8.1.2., 8.1.3 | КТМ - 1,4,8,13,16,21,24,25 | Construction of sewage treatment plants and drainage networks in Yuzhynets village, Stavchanska TG, Chernivtsi district, Chernivtsi region | General (mandatory) data on the CSP operator: 1. Balance sheet holder: Stavcha village council 2. EDRPOU code: 04416967 3. Water user code: not available 4. Information on the operation of the WWTP (as of 01.01.2023) discharged waste water per year, thousand cubic metres - total: 0 - without treatment: 0 - insufficiently treated: 0 - normatively clean (without cleaning): 0 - normatively treated at treatment plants: 0 - biological treatment: 0 - physical and chemical treatment: 0 - mechanical: 0 - capacity of treatment facilities, after which the waste water is discharged into water bodies: 0 including those that provide regulatory treatment: 0 capacity of treatment facilities, after treatment of which return (waste) water is discharged to irrigation fields, terrain, filtration fields, storage tanks and cesspools: 0 | 1. Number of sewage treatment systems (STS): - actual - 0 - plan - 1 2. Method of wastewater treatment - actual - none - plan - MECH (1)/BIO (2) 3. Capacity of facilities after which wastewater is discharged to the surface water body (SWB) - plan - 0 thousand m3/day (0 million m3/year) - plan - 0.68 thousand m3/day (0.248 million m3/year) 4. Residual sediment (sludge) - actual - none - plan - treatment (partial recycling) 5. Stormwater drainage (SW) - collector-drainage water (rain and melt) - fact - absent - plan - treatment of storm water drainage system 6. Access to sanitation (connection of the population to the SSS (%) number of subscribers (population) of the territorial community (TC) - actual - 0 % / 0 thousand people - plan - 100%/2.7 thousand people 7. Climate neutrality - plan - installation of modern energy-saving equipment | Stavcha village council | no | no | 2.7 | M5.3 Danube River Basin Region | M5.3.2 Prut River sub-basin | Chernivetska | Chernivtsi | Stavchanska | Sovytsia Stavchanska river | UA_M5.3.2_0163 | at risk | not established | not established |  | х | [5 empty] | 0.68 | [5 empty] | 31.76 | 21.6 |  |  | 21.6 | 2023 | Drinking Water of Ukraine Programme | state, local budgets, other budgets not prohibited by law | Stavchanska TG | 2025-2030 | 2 (average) | Shyshkivtsi and Yuzhynets villages will be connected to the SPS No feasibility study available Estimates have been made (expert opinion) | Stavchanska TG | 2023 р.
88 | GWP 1, GWP 2, GWP 3 |  | 8.1.1., 8.1.2., 8.1.3 | КТМ - 1,4,8,13,16,21,24,25 | Construction of sewage treatment plants and drainage networks in Oshykhliby village, Kitsmanska TG, Chernivtsi district, Chernivtsi region | General (mandatory) data about the CSP operator: 1. Balance sheet holder: Kitsman City Council 2. EDRPOU code: 04062127 3. Water user code: not available 4. Information on the operation of the WWTP (as of 01.01.2023) discharged waste water per year, thousand cubic metres - total: 0 - without treatment: 0 - insufficiently treated: 0 - normatively clean (without cleaning): 0 - normatively treated at treatment plants: 0 - biological treatment: 0 - physical and chemical treatment: 0 - mechanical: 0 - capacity of treatment facilities, after which the waste water is discharged into water bodies: 0 including those that provide regulatory treatment: 0 capacity of treatment facilities, after treatment of which return (waste) water is discharged to irrigation fields, terrain, filtration fields, storage tanks and cesspools: 0 | 1. Number of sewage treatment systems (STS): - actual - 0 - plan - 1 2. Method of wastewater treatment - actual - none - plan - MECH (1) / BIO (2) 3. Capacity of facilities after which wastewater is discharged to the surface water body (SWB) - plan - 0 thousand m3/day (0 million m3/year) - plan - 0.95 thousand m3/day (0.346 million m3/year) 4. Residual sediment (sludge) - actual - none - plan - treatment (partial recycling) 5. Stormwater drainage (SW) - collector-drainage water (rain and melt) - fact - not available - plan - treatment of stormwater drainage system 6. Access to sanitation (connection of the population to the SSS (%) number of subscribers (population) of the territorial community (TC) - actual - 0% / 0 thousand people - plan - 100%/3.8 thousand people 7. Climate neutrality - plan - installation of modern energy-saving equipment | Kitsman City Council | no | no | 3.8 | M5.3 Danube River Basin Region | M5.3.2 Prut River sub-basin | Chernivetska | Chernivtsi | Kitsmanskaya | Sovytsia Stavchanska river | UA_M5.3.2_0164 | at risk | not established | not established |  | х | [5 empty] | 0.95 | [5 empty] | 32 | 30.4 |  |  | 30.4 | 20+AN51:AN8923 | Drinking Water of Ukraine Programme | state, local budgets, other budgets not prohibited by law | Kitsmanskaya TG | 2025-2030 | 2 (average) | Ivankivtsi, Havrylivtsi, Oshykhliby villages will be connected to the SPS No feasibility study available Estimates made (expert opinion) | Kitsmanskaya TG | 2023 р.
89 | GWP 1, GWP 2, GWP 3 |  | 8.1.1., 8.1.2., 8.1.3 | КТМ - 1,4,8,13,16,21,24,25 | Construction of sewage treatment plants and drainage networks in Shypyntsi village, Kitsmanska TG, Chernivtsi district, Chernivtsi region | General (mandatory) data on the CSP operator: 1. Balance sheet holder: Kitsman City Council 2. EDRPOU code: 04062127 3. Water user code: not available 4. Information on the operation of the WWTP (as of 01.01.2023) discharged waste water per year, thousand cubic metres - total: 0 - without treatment: 0 - insufficiently treated: 0 - normatively clean (without cleaning): 0 - normatively treated at treatment plants: 0 - biological treatment: 0 - physical and chemical treatment: 0 - mechanical: 0 - capacity of treatment facilities, after which the waste water is discharged into water bodies: 0 including those that provide regulatory treatment: 0 capacity of treatment facilities, after treatment of which return (waste) water is discharged to irrigation fields, terrain, filtration fields, storage tanks and cesspools: 0 | 1. Number of sewage treatment systems (STS): - actual - 0 - plan - 1 2. Method of wastewater treatment - actual - none - plan - MEH (1)/BIO (2) 3. Capacity of facilities after which wastewater is discharged to the surface water body (SWB) - plan - 0 thousand m3/day (0 million m3/year) - plan - 0.80 thousand m3/day (0.300 million m3/year) 4. Residual sediment (sludge) - actual - none - plan - treatment (partial recycling) 5. Stormwater drainage (SW) - collector-drainage water (rain and melt) - fact - not available - plan - treatment of storm water drainage system 6. Access to sanitation (connection of the population to the SSS (%) number of subscribers (population) of the territorial community (TC) - actual - 0 % / 0 thousand people - plan - 100%/3.2 thousand people 7. Climate neutrality - plan - installation of modern energy-saving equipment | Kitsman City Council | no | no | 3.2 | M5.3 Danube River Basin Region | M5.3.2 Prut River sub-basin | Chernivetska | Chernivtsi | Kitsmanskaya | Sovytsia Stavchanska river | UA_M5.3.2_0165 | at risk | not established | not established |  | х | [5 empty] | 0.8 | [5 empty] | 32 | 25.6 |  |  | 25.6 | 2023 | Drinking Water of Ukraine Programme | state, local budgets, other budgets not prohibited by law | Kitsmanskaya TG | 2025-2030 | 2 (average) | There is no design and construction project, approximate calculations have been made (expert opinion) | Kitsmanskaya TG | 2023 р.
90 | GWP 1, GWP 2, GWP 3 | - | 8.1.1., 8.1.2., 8.1.3 | КТМ - 1,4,8,13,16,21,24,25 | Reconstruction of sewage treatment facilities and drainage networks in the city of Zastavna Zastavnivska TG Chernivtsi district, Chernivtsi region | General (mandatory) data on the CSP operator: 1. Balance sheet holder: Zastavnivske Housing and Utility Department of Heat and Water Supply 2. EDRPOU code: 33089761 3. Water user code: 770034 4. Information on the operation of the WWTP (as of 01.01.2023) discharged waste water per year, thousand cubic metres - total: 49,5 - without treatment: 0 - insufficiently treated: 49.5 - normatively clean (without treatment): 0 - normatively treated at treatment plants: 0 - biological treatment: 0 - physical and chemical treatment: 0 - mechanical: 0 - capacity of treatment facilities, after which the waste water is discharged into water bodies: 255,5 including those that provide regulatory treatment: 0 capacity of treatment facilities, after treatment of which waste water is discharged to irrigation fields, terrain, filtration fields, storage tanks and cesspools: 0 | 1.Number of sewage treatment systems (STS): - fact-1 - plan-1 2. Method of wastewater treatment - actual - MECH (1) / BIO (2) - plan - BAT (1) / BIO (2) 3. Capacity of facilities after which wastewater is discharged to the surface water body (SWB) - actual - 0.7 thousand m3/day (0.255 million m3/year) - plan - 1.3 thousand m3/day (0.475 million m3/year) 4. Residual sludge (sludge) - actual - untreated (storage) - plan - treatment (partial processing) 5. Stormwater drainage (SWD) - collector-drainage water (rain and melt) - fact - not available - plan - treatment of stormwater drainage system 6. Access to sanitation (connection of the population to the SSS (%) number of subscribers (population) of the territorial community (TC) - actual - 35% / 2.8 thousand people - plan - 64% / 5.2 thousand people 7. Climate neutrality - actual - use of outdated pumping equipment - plan - replacement of equipment, installation of modern energy-saving equipment | Zastavna Housing and Utility Department for Heat and Water Supply | no | no | 5.2 | M5.3 Danube River Basin Region | M5.3.2 Prut River sub-basin | Chernivetska | Chernivtsi | Zastavnivska | Kapylivka River | UA_M5.3.2_0166 | at risk | not established | not established |  | х | [5 empty] | 1.3 | [5 empty] | 32 | 41.6 |  |  | 41.6 | 2023 | Drinking Water Programme, Comprehensive Environmental Protection Programme "Ecology" in Chernivtsi Oblast for 2022-2026 | state, local budgets, other budgets not prohibited by law | Zastavnivske ZHETVZ | 2025-2030 | 2 (average) | Development of the project design, 2019 | Zastavnivske Housing and Utility Department of Heat and Water Supply, Zastavnivska TG | 2023 р.
91 | GWP 1, GWP 2, GWP 3 |  | 8.1.1., 8.1.2., 8.1.3 | КТМ - 1,4,8,13,16,21,24,25 | Construction of sewage treatment plants and water disposal networks in the village of Sukhoverkhiv Kitsman TG Chernivtsi district, Chernivtsi region | General (mandatory) data on the CSP operator: 1. Balance sheet holder: Kitsman City Council 2. EDRPOU code: 04062127 3. Water user code: not available 4. Information on the operation of the WWTP (as of 01.01.2023) discharged waste water per year, thousand cubic metres - total: 0 - without treatment: 0 - insufficiently treated: 0 - normatively clean (without cleaning): 0 - normatively treated at treatment plants: 0 - biological treatment: 0 - physical and chemical treatment: 0 - mechanical: 0 - capacity of treatment facilities, after which the waste water is discharged into water bodies: 0 including those that provide regulatory treatment: 0 capacity of treatment facilities, after treatment of which return (waste) water is discharged to irrigation fields, terrain, filtration fields, storage tanks and cesspools: 0 | 1. Number of sewage treatment systems (STS): - actual - 0 - plan - 1 2. Method of wastewater treatment - actual - none - plan - MEH (1)/BIO (2) 3. Capacity of facilities after which wastewater is discharged to the surface water body (SWB) - plan - 0 thousand m3/day (0 million m3/year) - plan - 0.90 thousand m3/day (0.329 million m3/year) 4. Residual sediment (sludge) - actual - none - plan - treatment (partial recycling) 5. Stormwater drainage (SW) - collector-drainage water (rain and melt) - fact - not available - plan - treatment of storm water drainage system 6. Access to sanitation (connection of the population to the SSS (%) number of subscribers (population) of the territorial community (TC) - actual - 0 % / 0 thousand people - plan - 100%/3.6 thousand people 7. Climate neutrality - plan - installation of modern energy-saving equipment | Kitsman City Council | no | no | 3.6 | M5.3 Danube River Basin Region | M5.3.2 Prut River sub-basin | Chernivetska | Chernivtsi | Kitsmanskaya | Sovytsia Kitsmanska river | UA_M5.3.2_0168 | at risk | not established | not established |  | х | [5 empty] | 0.9 | [5 empty] | 32 | 28.8 |  |  | 28.8 | 2023 | Drinking Water of Ukraine Programme | state, local budgets, other budgets not prohibited by law | Kitsmanskaya TG | 2025-2030 | 2 (average) | Kliwodyn village, Sukhoverky village will be connected to the SPS. Sukhoverkhiv No design and construction project is available Approximate calculations have been made (expert opinion) | Kitsmanskaya TG | 2023 р.
92 | GWP 1, GWP 2, GWP 3 |  | 8.1.1., 8.1.2., 8.1.3 | КТМ - 1,4,8,13,16,21,24,25 | Reconstruction of sewage treatment facilities and drainage networks in the town of Kitsman Kitsman TG Chernivtsi district Chernivtsi region | General (mandatory) data about the CSP operator: 1. Balance sheet holder: Kitsmanske VUZHKGG. 2. EDRPOU code: 03357599 3. Water user code: 770048 4. Information on the operation of the WWTP (as of 01.01.2023) discharged waste water per year, thousand cubic metres - total: 59,5 - without treatment: 0 - insufficiently treated: 0 - normatively clean (without purification): 0 - normatively treated at treatment plants: 0 - biological treatment: 59,5 - physical and chemical treatment: 0 - mechanical: 0 - capacity of treatment facilities, after which the waste water is discharged into water bodies: 0 including those that provide regulatory treatment: 0 capacity of treatment facilities, after treatment of which return (waste) water is discharged to irrigation fields, terrain, filtration fields, storage tanks and cesspools: 0 | 1. Number of sewage treatment systems (STS): - actual - 1 - plan - 1 2. Method of wastewater treatment - actual - none - plan - MECH (1)/BIO (2) 3. Capacity of facilities after which wastewater is discharged to the surface water body (SWB) - plan - 0.7 thousand m3/day (0.255 million m3/year) - plan - 1.88 thousand m3/day (0.686 million m3/year) 4. Residual sediment (sludge) - actual - not available - plan - treatment (partial recycling) 5. Stormwater drainage (SW) - collector-drainage water (rain and melt) - fact - not available - plan - treatment of storm water drainage system 6. Access to sanitation (connection of the population to the SSS (%) number of subscribers (population) of the territorial community (TC) - actual -50%/3.7 thousand people - plan - 100%/7.5 thousand people 7. Climate neutrality - actual - use of outdated pumping equipment - plan - installation of modern energy-saving equipment | Kitsman City Council | no | no | 2.1 | M5.3 Danube River Basin Region | M5.3.2 Prut River sub-basin | Chernivetska | Chernivtsi | Kitsmanskaya | Sovytsia Kitsmanska river | UA_M5.3.2_0168 | possibly at risk | not established | not established |  | х | [5 empty] | 1.88 | [5 empty] | 21.27 | 40 |  |  | 40 | 2023 | Drinking Water of Ukraine programme, | state, local budgets, other budgets not prohibited by law | Kitsmanskaya TG | 2025-2030 | 2 (average) | No design and construction project Estimated calculations (expert opinion) | Kitsmanskaya TG, Kitsmanskoye VUZHKH, | 2023 р.
93 | GWP 1, GWP 2, GWP 3 |  | 8.1.1., 8.1.2., 8.1.3 | КТМ - 1,4,8,13,16,21,24,25 | Construction of sewage treatment plants and drainage networks in Verenchanka village Verenchanska TG, Chernivtsi district, Chernivtsi region | General (mandatory) data about the CSP operator: 1. Balance sheet holder: Verenchany village council 2. EDRPOU code: 04418535 3. Water user code: not available 4. Information on the operation of the WWTP (as of 01.01.2023) discharged waste water per year, thousand cubic metres - total: 0 - without treatment: 0 - insufficiently treated: 0 - normatively clean (without cleaning): 0 - normatively treated at treatment plants: 0 - biological treatment: 0 - physical and chemical treatment: 0 - mechanical: 0 - capacity of treatment facilities, after which the waste water is discharged into water bodies: 0 including those that provide regulatory treatment: 0 capacity of treatment facilities, after treatment of which return (waste) water is discharged to irrigation fields, terrain, filtration fields, storage tanks and cesspools: 0 | 1. Number of sewage treatment systems (STS): - actual - 0 - plan - 1 2. Method of wastewater treatment - actual - none - plan - MECH (1) / BIO (2) 3. Capacity of facilities after which wastewater is discharged to the surface water body (SWB) -plan - 0 thousand m3/day (0 million m3/year) - actual - 0.93 thousand m3/day (0.340 million m3/year) 4. Residual sediment (sludge) - actual - none - plan - treatment (partial recycling) 5. Stormwater drainage (SW) - collector-drainage water (rain and melt) - fact - not available - plan - treatment of storm water drainage system 6. Access to sanitation (connection of the population to the SSS (%) number of subscribers (population) of the territorial community (TC) - actual - 0 % / 0 thousand people - plan - 100%/3.7 thousand people 7. Climate neutrality - plan - installation of modern energy-saving equipment | Verenchanske village council | no | no | 3.7 | M5.3 Danube River Basin Region | M5.3.2 Prut River sub-basin | Chernivetska | Chernivtsi | Verenchanskaya | Sovytsia Kitsmanska river | UA_M5.3.2_0169 | without compromising environmental goals | not established | not established |  | х | [5 empty] | 0.93 | [5 empty] | 31.83 | 29.6 |  |  | 29.6 | 2023 | Drinking Water of Ukraine Programme | state, local budgets, other budgets not prohibited by law | Verenchanska TG | 2025-2030 | 2 (average) | There is no design and construction project, approximate calculations have been made (expert opinion) | Verenchanska TG | 2023 р.
94 | GWP 1, GWP 2, GWP 3, GWP 4 |  | 8.1.1., 8.1.2., 8.1.3., 8.1.4. | КТМ - 5,6,7,17,23,25 | Restoration of the free flow of a section of the Shubranets riverbed in the territory of Shubranets village, Horishnosherovetska TG, Chernivtsi district, Chernivtsi region (including design works). | Work to restore the hydromorphological characteristics (width, depth) of the riverbed, manage sediments (extraction of sediments), and improve continuity for biota migration. | Clearing of the riverbed and banks on a 1 km long section within the settlement (Google coordinates from 48.391041, 25.886626 to 48.398386, 25.881135), namely: - partially cutting down shrubs; - partially mechanised excavation of soil (silt) with moving; - clearing of the riverbed (fallen tree trunks, debris); - planning of previously excavated soil to bring the riverbank into proper condition; - improvement of the adjacent territory. The works are carried out with the obligatory preservation of the natural morphological characteristics of the riverbed and banks. | Horishnosherovetska village council | no | no | 1.9 | M5.3 Danube River Basin Region | M5.3.2 Prut River sub-basin | Chernivetska | Chernivtsi | Walnut and Cheese | Shubranets River | UA_M5.3.2_0174 | At risk | not established | not established | no |  |  | + | [5 empty] | 1 |  |  |  | 1 | 1 | 0.4 | 0.4 | 1.4 | 2023-03-16 | Regional and local social development programmes | state, local budgets, other budgets not prohibited by law | Horishnosherovetska village council | 2025-2030 | 3 (low) | No design and estimate documentation and EIA available | Horishnoshervetska TG | 2023-03-06
95 | GWP 1, GWP 2, GWP 3, GWP 4 |  | 8.1.1., 8.1.2., 8.1.3., 8.1.4. | КТМ - 5,6,7,17,23,25 | Restoration of the free flow of the Zadubrivka River and installation of a coastal protection strip in the village. Zadubrivka Horishnosherovetska TG Chernivtsi district, Chernivtsi region (including design works). | Work to restore the hydromorphological characteristics (width, depth) of the riverbed, manage sediments (extraction of sediments), improve continuity for biota migration, and establish a riparian protection zone. | Clearing of the riverbed and banks on a 2 km long section (Google coordinates from 48.370019, 25.926832 to 48.386139, 25.925520), namely: - partially cutting down shrubs; - partially mechanised excavation of soil (silt) with moving; - clearing the riverbed (fallen tree trunks, debris); - planning of previously excavated soil to bring the riverbank into proper condition; - landscaping of the adjacent territory. The works are carried out with the obligatory preservation of the natural morphological characteristics of the riverbed and banks. | Horishnosherovetska village council | no | no | 1 | M5.3 Danube River Basin Region | M5.3.2 Prut River sub-basin | Chernivetska | Chernivtsi | Walnut and Cheese | Zadubrivka River | UA_M5.3.2_0177 | Possibly at risk | not established | not established | no |  |  | + | [5 empty] | 2 |  |  |  | 1 | 2 | 0.4 | 0.8 | 2.8 | 2023-03-16 | Regional and local social development programmes | state, local budgets, other budgets not prohibited by law | Horishnosherovetska village council | 2025-2030 | 3 (low) | No design and estimate documentation and EIA available | Walnut woollen TG | 2023-03-06
96 | GWP 1, GWP 2, GWP 3 |  | 8.1.1., 8.1.2., 8.1.3 | КТМ - 1,4,8,13,16,21,24,25 | Construction of sewage treatment plants and water disposal networks in the village of Horishni Sherivtsi Horishni Sherovetska TG Chernivtsi district, Chernivtsi region | General (mandatory) data on the CSP operator: 1. Balance sheet holder: Horishnisherivtsi village council 2. EDRPOU code: 04417174 3. Water user code: 0 4. Information on the operation of the WWTP (as of 01.01.2023) discharged waste water per year, thousand cubic metres - Total: 0 - without treatment: 0 - insufficiently treated: 0 - normatively clean (without cleaning): 0 - normatively treated at treatment plants: 0 - biological treatment: 0 - physical and chemical treatment: 0 - mechanical: 0 - capacity of treatment facilities, after which the waste water is discharged into water bodies: 0 including those that provide regulatory treatment: 0 capacity of treatment facilities, after treatment of which return (waste) water is discharged to irrigation fields, terrain, filtration fields, storage tanks and cesspools: 0 | 1. Number of sewage treatment systems (STS) - actual - 0 - planned - 1 2. Method of wastewater treatment - actual - none - plan - MECH (1)/BIO (2) 3. Capacity of facilities after which wastewater is discharged to the surface water body (SWB) - actual - 0 thousand m3/day (0 million m3/year) - plan - 0.7 thousand m3/day (0.255 million m3/year) 4. Residual sediment (sludge) - actual - none - plan - treatment (partial recycling) 5. Stormwater drainage (SW) - collector-drainage water (rain and melt) - fact - not available - plan - treatment of storm water drainage system 6. Access to sanitation (connection of the population to the SSS (%) number of subscribers (population) of the territorial community (TC) - actual - 0 /0 thousand people - plan - 100%/2.8 thousand people 7. Climate neutrality - plan - installation of modern energy-saving equipment | Horishnisherivtsi village council | no | no | 2.8 | M5.3 Danube River Basin Region | M5.3.2 Prut River sub-basin | Chernivetska | Chernivtsi | Walnut and Cheese | Moshkiv River | UA_M5.3.2_0178 | without compromising environmental goals | not established | not established | Chernivtsi Regional Landscape Park | х | [5 empty] | 0.7 | [5 empty] | 32 | 22.4 |  |  | 22.4 | 2023 | Drinking Water of Ukraine Programme | state, local budgets, other budgets not prohibited by law | Horishnosherovetska village council | 2025-2030 | 2 (average) | There is no design and construction project, approximate calculations have been made (expert opinion) | Walnut woollen TG | 2023 р.
97 | GWP 1, GWP 2, GWP 3 |  | 8.1.1., 8.1.2., 8.1.3 | КТМ - 1,4,8,13,16,21,24,25 | Construction of sewage treatment plants and water disposal networks in Chornivka village, Chernivtsi TG, Chernivtsi district, Chernivtsi region | General (mandatory) data about the CSP operator: 1. Balance sheet holder: Chernivtsi City Council 2. EDRPOU code: 36068147 3. Water user code: not available 4. Information on the operation of the WWTP (as of 01.01.2023) discharged waste water per year, thousand cubic metres - total: 0 - without treatment: 0 - insufficiently treated: 0 - normatively clean (without cleaning): 0 - normatively treated at treatment plants: 0 - biological treatment: 0 - physical and chemical treatment: 0 - mechanical: 0 - capacity of treatment facilities, after which the waste water is discharged into water bodies: 0 including those that provide regulatory treatment: 0 capacity of treatment facilities, after treatment of which return (waste) water is discharged to irrigation fields, terrain, filtration fields, storage tanks and cesspools: 0 | 1. Number of sewage treatment systems (STS): - actual - 0 - plan - 1 2. Method of wastewater treatment - actual - none - plan - MECH (1)/BIO (2) 3. Capacity of facilities after which wastewater is discharged to the surface water body (SWB) - actual - 0 thousand m3/day (0 million m3/year) - plan - 0.6 thousand m3/day (0.219 million m3/year) 4. Residual sediment (sludge) - actual - none - plan - treatment (partial recycling) 5. Stormwater drainage (SW) - collector-drainage water (rain and melt) - fact - absent - plan - treatment of storm water drainage system 6. Access to sanitation (connection of the population to the SSS (%) number of subscribers (population) of the territorial community (TC) - actual - 0 % / 0 thousand people - plan - 100%/2.4 thousand people 7. Climate neutrality - plan - installation of modern energy-saving equipment | Chernivtsi City Council | no | no | 2.4 | M5.3 Danube River Basin Region | M5.3.2 Prut River sub-basin | Chernivetska | Chernivtsi | Chernivetska | Moshkiv River | UA_M5.3.2_0178 | without compromising environmental goals | not established | not established | Chernivtsi Regional Landscape Park | х | [5 empty] | 0.6 | [5 empty] | 32 | 19.2 |  |  | 19.2 | 2023 | Drinking Water of Ukraine Programme | state, local budgets, other budgets not prohibited by law | Chernivtsi TG | 2025-2030 | 2 (average) | There is no design and construction project, approximate calculations have been made (expert opinion) | BOULEVARD of the Prut and Siret | 2023 р.
98 | GWP 1, GWP 2, GWP 3, GWP 4 |  | 8.1.1., 8.1.2., 8.1.3., 8.1.4. | КТМ - 5,6,7,17,23,25 | Restoration of the free flow of the Shyrovtsi (Sherivchanka) riverbed, a tributary of the Moshkiv river, and installation of a coastal protection strip in the village. Horishni Sherivtsi Horishni Sherovetska TG Chernivtsi rayon Chernivtsi oblast (including design works). | Restoration of hydromorphological characteristics (width, depth) of the river channel, sediment management (extraction of sediments), improvement of continuity for biota migration, and establishment of a riparian protection zone | Clearing of the riverbed and banks on a 1.5 km long section within the settlement (Google coordinates from 48.382067, 25.954182 to 48.394631, 25.951720), namely: - partial felling of shrubs; - partially mechanised excavation of soil (silt) with moving; - clearing of the riverbed (fallen tree trunks, debris); - planning of previously excavated soil to bring the river bank into proper condition; - improvement of the adjacent territory. The works are carried out with the obligatory preservation of the natural morphological characteristics of the riverbed and banks. | Horishnosherovetska village council | no | no | 2.8 | M5.3 Danube River Basin Region | M5.3.2 Prut River sub-basin | Chernivetska | Chernivtsi district | Gorishneše-Rovetska | Moshkiv River | UA_M5.3.2_0179 | Possibly at risk | not established | not established | Chernivtsi Regional Landscape Park |  |  | + | [5 empty] | 1.5 |  |  |  | 1 | 1.5 | 0.4 | 0.6 | 2.1 | 2023-03-16 | Regional and local social development programmes | State, regional, local and other funds | Gorishnosherovetska TG | 2025-2030 | 3 (low) | No design and estimate documentation and EIA available | Horishnoshervetska TG | 2023-03-06
99 | GWP 1, GWP 2, GWP 3 | - | 8.1.1., 8.1.2., 8.1.3 | КТМ - 1,4,8,13,16,21,24,25 | Reconstruction of sewage treatment facilities in Hlyboka Hlybotska TG Chernivtsi district, Chernivtsi region | General (mandatory) data about the CSP operator: 1. Balance sheet holder: Hlyboka Production Department of Housing and Communal Services 2. EDRPOU code: 03357553 3. Water user code: 770018 4. Information on the operation of the WWTP (as of 01.01.2023) discharged waste water per year, thousand cubic metres - total: 57,9 - without treatment: 0 - insufficiently treated: 57,9 - normatively clean (without treatment): 0 - normatively treated at treatment plants: 0 - biological treatment: 0 - physical and chemical treatment: 0 - mechanical: 0 - capacity of treatment facilities that discharge waste water into water bodies after treatment: 255.5 including those that provide regulatory treatment: 0 capacity of treatment facilities, after treatment of which waste water is discharged to irrigation fields, terrain, filtration fields, storage tanks and cesspools: 0 | 1: Number of sewage treatment systems (STS): - actual - 1 - planned - 1 2. Method of wastewater treatment - actual - MECH (1) / BIO (2) - plan - BMP (1) / BIO (2) 3. Capacity of facilities after which wastewater is discharged to the surface water body (SWB) - actual - 0.7 thousand m3/day (0.255 million m3/year) - plan - 2.35 thousand m3/day (0.858 million m3/year) 4. Residual sludge (sludge) - actual - untreated (storage) - plan - treatment (partial processing) 5. Stormwater drainage (SWD) - collector-drainage water (rain and melt) - fact - not available - plan - treatment of stormwater drainage system 6. Access to sanitation (connection of the population to the SSS (%) number of subscribers (population) of the territorial community (TC) - actual - 33 % / 3.1 thousand people - plan - 100%/9.4 thousand people 7. Climate neutrality - plan - installation of modern energy-saving equipment | Hlyboka village council | no | no | 9.4 | M5.3 Danube River Basin Region | M5.3.2 Prut River sub-basin | Chernivetska | Chernivtsi | Hlybotska | Dereluy River | UA_M5.3.2_0180 | at risk | not established | not established |  | х | [5 empty] | 2.35 | [5 empty] | 22.13 | 52 |  |  | 52 | 2023 | Drinking Water of Ukraine Programme Comprehensive Environmental Protection Programme "Ecology" in Chernivtsi Oblast for 2022-2026 | state, local budgets, other budgets not prohibited by law | Hlybotske Utility Company | 2023-2027 | 2 (average) | Developed by the project team, 2017 | Hlybotska TG | 2023 р.
100 | GWP 1, GWP 2, GWP 3 |  | 8.1.1., 8.1.2., 8.1.3 | КТМ - 1,4,8,13,16,21,24,25 | Construction of sewage treatment plants and water disposal networks in Chervona Dibrova village, Hlybotska TG, Chernivtsi district, Chernivtsi region | General (mandatory) data on the CSP operator: 1. Balance sheet holder: Hlyboka village council 2. EDRPOU code: 04417004 3. Water user code: not available 4. Information on the operation of the WWTP (as of 01.01.2023) discharged waste water per year, thousand cubic metres - total: 0 - without treatment: 0 - insufficiently treated: 0 - normatively clean (without cleaning): 0 - normatively treated at treatment plants: 0 - biological treatment: 0 - physical and chemical treatment: 0 - mechanical: 0 - capacity of treatment facilities, after which the waste water is discharged into water bodies: 0 including those that provide regulatory treatment: 0 capacity of treatment facilities, after treatment of which return (waste) water is discharged to irrigation fields, terrain, filtration fields, storage tanks and cesspools: 0 | 1. Number of sewage treatment systems (STS): - actual - 0 - plan - 1 2. Method of wastewater treatment - actual - none - plan - MECH (1)/BIO (2) 3. Capacity of facilities after which wastewater is discharged to the surface water body (SWB) - plan - 0 thousand m3/day (0 million m3/year) - plan - 0.85 thousand m3/day (0.310 million m3/year) 4. Residual sediment (sludge) - actual - none - plan - treatment (partial processing) 5. Stormwater drainage (SW) - collector-drainage water (rain and melt) - fact - not available - plan - treatment of storm water drainage system 6. Access to sanitation (connection of the population to the SSS (%) number of subscribers (population) of the territorial community (TC) - actual - 0 % / 0 thousand people - plan - 100%/3.4 thousand people 7. Climate neutrality - plan - installation of modern energy-saving equipment | Hlyboka village council | no | no | 3.4 | M5.3 Danube River Basin Region | M5.3.2 Prut River sub-basin | Chernivetska | Chernivtsi | Hlybotska | Dereluy River | UA_M5.3.2_0180 | at risk | not established | not established |  | х | [5 empty] | 0.85 | [5 empty] | 32 | 27.2 |  |  | 27.2 | 2023 | Drinking Water of Ukraine Programme, Sustainable Development Strategy of Hlyboka Territorial Community for 2021-2029 | state, local budgets, other budgets not prohibited by law | Hlybotska TG | 2025-2030 | 2 (average) | The following villages will be connected to the WSC: Dymka, vill. Mykhaylivka, Chervona Dibrova No design and development plan available Estimates made (expert opinion) | Hlybotska TG | 2023 р.
101 | GWP 1, GWP 2, GWP 3 |  | 8.1.1., 8.1.2., 8.1.3 | КТМ - 1,4,8,13,16,21,24,25 | Construction of sewage treatment plants and drainage networks in Voloka village Volokivska TG Chernivtsi district, Chernivtsi region | General (mandatory) data on the CSP operator: 1. Balance sheet holder: Volokiv village council 2. EDRPOU code: 04417079 3. Water user code: not available 4. Information on the operation of the WWTP (as of 01.01.2023) discharged waste water per year, thousand cubic metres - total: 0 - without treatment: 0 - insufficiently treated: 0 - normatively clean (without cleaning): 0 - normatively treated at treatment plants: 0 - biological treatment: 0 - physical and chemical treatment: 0 - mechanical: 0 - capacity of treatment facilities, after which the waste water is discharged into water bodies: 0 including those that provide regulatory treatment: 0 capacity of treatment facilities, after treatment of which return (waste) water is discharged to irrigation fields, terrain, filtration fields, storage tanks and cesspools: 0 | 1. Number of sewage treatment systems (STS): - actual - 0 - plan - 1 2. Method of wastewater treatment - actual - none - plan - MEH (1)/BIO (2) 3. Capacity of facilities after which wastewater is discharged to the surface water body (SWB) - plan - 0 thousand m3/day (0 million m3/year) - plan - 1.53 thousand m3/day (0.558 million m3/year) 4. Residual sediment (sludge) - actual - none - plan - treatment (partial recycling) 5. Stormwater drainage (SW) - collector-drainage water (rain and melt) - fact - not available - plan - treatment of storm water drainage system 6. Access to sanitation (connection of the population to the SSS (%) number of subscribers (population) of the territorial community (TC) - actual - 0 % / 0 thousand people - plan - 100%/6.1 thousand people 7. Climate neutrality - plan - installation of modern energy-saving equipment | Volokiv village council | no | no | 6.1 | M5.3 Danube River Basin Region | M5.3.2 Prut River sub-basin | Chernivetska | Chernivtsi | Volokovskaya | Dereluy River | UA_M5.3.2_0181 | without compromising environmental goals | not established | not established |  | х | [5 empty] | 1.53 | [5 empty] | 31.9 | 48.8 |  |  | 48.8 | 2023 | Drinking Water of Ukraine Programme | state, local budgets, other budgets not prohibited by law | Volokovskaya TG | 2025-2030 | 2 (average) | The following villages will be connected to the WSC: Voloka village, Grushivka village. Grushivka, Valya Kuzmina village No design and construction project No indicative calculations made (expert opinion) | Volokovskaya TG | 2023 р.
102 | GWP 1, GWP 2, GWP 3 |  | 8.1.1., 8.1.2., 8.1.3 | КТМ - 1,4,8,13,16,21,24,25 | Construction of sewage treatment plants and water disposal networks in Velykyi Kuchuriv village Velykyi Kuchurivska TG Chernivtsi district, Chernivtsi region | General (mandatory) data on the CSP operator: 1. Balance sheet holder: Velykokuchurivska village council 2. EDRPOU code: 04418162 3. Water user code: not available 4. Information on the operation of the WWTP (as of 01.01.2023) discharged waste water per year, thousand cubic metres - total: 0 - without treatment: 0 - insufficiently treated: 0 - normatively clean (without cleaning): 0 - normatively treated at treatment plants: 0 - biological treatment: 0 - physical and chemical treatment: 0 - mechanical: 0 - capacity of treatment facilities, after which the waste water is discharged into water bodies: 0 including those that provide regulatory treatment: 0 capacity of treatment facilities, after treatment of which return (waste) water is discharged to irrigation fields, terrain, filtration fields, storage tanks and cesspools: 0 | 1. Number of sewage treatment systems (STS): - actual - 0 - plan - 1 2. Method of wastewater treatment - actual - none - plan - MEH (1)/BIO(2)/TRO(3) 3. Capacity of facilities after which wastewater is discharged to the surface water body (SWB) - plan - 0 thousand m3/day (0 million m3/year) - actual - 3.1 thousand m3/day (0.450 million m3/year) 4. Residual sediment (sludge) - actual - none - plan - treatment (partial recycling) 5. Stormwater drainage (SW) - collector-drainage water (rain and melt) - fact - not available - plan - treatment of storm water drainage system 6. Access to sanitation (connection of the population to the SSS (%) number of subscribers (population) of the territorial community (TC) - actual - 0 % / 0 thousand people - plan - 100%/12.4 thousand people 7. Climate neutrality - plan - installation of modern energy-saving equipment | Velykokuchurivka village council | no | no | 12.4 | M5.3 Danube River Basin Region | M5.3.2 Prut River sub-basin | Chernivetska | Chernivtsi | Velikokuchurivska | Dereluy River | UA_M5.3.2_0182 | possibly at risk | not established | not established |  | х | [5 empty] | 3.1 | [5 empty] | 72 | 223.2 |  |  | 223.2 | 2023 | Drinking Water of Ukraine Programme, Sustainable Development Strategy of the Velykokuchurivska Territorial Community for 2021-2029 | state, local budgets, other budgets not prohibited by law | Velykokuchurivska TG | 2025-2029 | 2 (average) | Velykyi Kuchuriv village, village. Sniachiv, Tysovets village No design and engineering study available Approximate calculations made (expert opinion) | BOULEVARD of the Prut and Siret | 2023 р.
103 | GWP 1, GWP 2, GWP 3 |  | 8.1.1., 8.1.2., 8.1.3 | КТМ - 1,4,8,13,16,21,24,25 | Construction of sewage treatment plants and drainage networks in the village. Molodiya Chahorska TG Chernivtsi district, Chernivtsi region | General (mandatory) data on the CSP operator: 1. Balance sheet holder: Chahora village council 2. EDRPOU code: 04418498 3. Water user code: not available 4. Information on the operation of the WWTP (as of 01.01.2023) discharged waste water per year, thousand cubic metres - total: 0 - without treatment: 0 - insufficiently treated: 0 - normatively clean (without cleaning): 0 - normatively treated at treatment plants: 0 - biological treatment: 0 - physical and chemical treatment: 0 - mechanical: 0 - capacity of treatment facilities, after which the waste water is discharged into water bodies: 0 including those that provide regulatory treatment: 0 capacity of treatment facilities, after treatment of which return (waste) water is discharged to irrigation fields, terrain, filtration fields, storage tanks and cesspools: 0 | 1. Number of sewage treatment systems (STS): - actual - 0 - plan - 1 2. Method of wastewater treatment - actual - none - plan - MECH (1)/BIO (2) 3. Capacity of facilities after which wastewater is discharged to the surface water body (SWB) - actual - 0 thousand m3/day (0 million m3/year) - plan - 2.3 thousand m3/day (0.840 million m3/year) 4. Residual sediment (sludge) - actual - none - plan - treatment (partial recycling) 5. Stormwater drainage (SW) - collector-drainage water (rain and melt) - fact - absent - plan - treatment of storm water drainage system 6. Access to sanitation (connection of the population to the SSS (%) number of subscribers (population) of the territorial community (TC) - actual - 0 % / 0 thousand people - plan - 100%/9.3 thousand people 7. Climate neutrality - plan - installation of modern energy-saving equipment | Chahora village council | no | no | 9.3 | M5.3 Danube River Basin Region | M5.3.2 Prut River sub-basin | Chernivetska | Chernivtsi | Chagorsk | Dereluy River | UA_M5.3.2_0182 | possibly at risk | not established | not established |  | х | [5 empty] | 2.3 | [5 empty] | 32.3 | 74.4 |  |  | 74.4 | 2023 | Drinking Water of Ukraine Programme, Chahora Territorial Community Development Strategy until 2027 | state, local budgets, other budgets not prohibited by law | Chagorskaya TG | 2025-2027 | 2 (average) | The following villages will be connected to the CBC: Chahor, Chahor. Moloda No CDD is available Approximate calculations have been made (expert opinion) | Chagorskaya TG | 2023 р.
104 | GWP 1, GWP 2, GWP 3 |  | 8.1.1., 8.1.2., 8.1.3 | КТМ - 1,4,8,13,16,21,24,25 | Construction of sewage treatment plants and water disposal networks in Korovia village, Chernivtsi TG, Chernivtsi district, Chernivtsi region | General (mandatory) data about the CSP operator: 1. Balance sheet holder: Chernivtsi City Council 2. EDRPOU code: 36068147 3. Water user code: not available 4. Information on the operation of the WWTP (as of 01.01.2023) discharged waste water per year, thousand cubic metres - total: 0 - without treatment: 0 - insufficiently treated: 0 - normatively clean (without cleaning): 0 - normatively treated at treatment plants: 0 - biological treatment: 0 - physical and chemical treatment: 0 - mechanical: 0 - capacity of treatment facilities, after which the waste water is discharged into water bodies: 0 including those that provide regulatory treatment: 0 capacity of treatment facilities, after treatment of which return (waste) water is discharged to irrigation fields, terrain, filtration fields, storage tanks and cesspools: 0 | 1. Number of sewage treatment systems (STS): - actual - 0 - plan - 1 2. Method of wastewater treatment - actual - none - plan - MECH (1)/BIO (2) 3. Capacity of facilities after which wastewater is discharged to the surface water body (SWB) - actual - 0 thousand m3/day (0 million m3/year) - plan - 0.8 thousand m3/day (0.292 million m3/year) 4. Residual sediment (sludge) - actual - none - plan - treatment (partial recycling) 5. Stormwater drainage (SW) - collector-drainage water (rain and melt) - fact - absent - plan - treatment of storm water drainage system 6. Access to sanitation (connection of the population to the SSS (%) number of subscribers (population) of the territorial community (TC) - actual - 0 % / 0 thousand people - plan - 100%/3.0 thousand people 7. Climate neutrality - plan - installation of modern energy-saving equipment | Chernivtsi City Council | no | no | 3 | M5.3 Danube River Basin Region | M5.3.2 Prut River sub-basin | Chernivetska | Chernivtsi | Chernivetska | Dereluy River | UA_M5.3.2_0182 | possibly at risk | not established | not established |  | х | [5 empty] | 0.8 | [5 empty] | 30 | 24 |  |  | 24 | 2023 | Drinking Water of Ukraine Programme | state, local budgets, other budgets not prohibited by law | Chernivtsi TG | 2025-2030 | 2 (average) | There is no design and construction project, approximate calculations have been made (expert opinion) | BOULEVARD of the Prut and Siret | 2023 р.
105 | GWP 1, GWP 2, GWP 3, GWP 4 |  | 8.1.1., 8.1.2., 8.1.3., 8.1.4. | КТМ - 5,6,7,17,23,25 | Restoration of the free flow of a section of the Dereluy riverbed and installation of a coastal protection strip in Chahor village, Chahorska TG, Chernivtsi district, Chernivtsi region (including design work). | Work to restore the hydromorphological characteristics (width, depth) of the riverbed, manage sediments (extraction of sediments), improve continuity for biota migration, and establish a riparian protection zone. | Clearing of the riverbed and banks on a 0.2 km section within the settlement (Google coordinates from 48.236342, 26.018062 to 48.234602, 26.016775), namely: - partial felling of shrubs; - partially mechanised excavation of soil (silt) with moving; - clearing of the riverbed (fallen tree trunks, debris); - planning of previously excavated soil in order to bring the river bank in proper condition; - shoring up of the bank 150 m of the excavated soil. The works are performed with the obligatory preservation of the natural morphological characteristics of the riverbed and banks. | Chahora village council | no | no | 8.5 | M5.3 Danube River Basin Region | M5.3.2 Prut River sub-basin | Chernivetska | Chernivtsi | Chagorsk | Dereluy River | UA_M5.3.2_0182 | possibly at risk | not established | not established | no |  |  | + | [5 empty] | 0.2 |  |  |  | 1 | 0.2 | 0.4 | 0.08 | 0.28 | 2023-03-07 | Regional and local social development programmes | State, regional, local and other funds | Chagorska TG | 2025-2030 | 3 (low) | No design and estimate documentation and EIA available | Chagorska TG | 2023-03-07
106 | GWP 1, GWP 2, GWP 3 |  | 8.1.1., 8.1.2., 8.1.3 | КТМ - 1,4,8,13,16,21,24,25 | Construction of sewage treatment plants and water disposal networks in Kamyana Kamyanska TG Chernivtsi district, Chernivtsi region | General (mandatory) data on the CSP operator: 1. Balance sheet holder: Kamianske village council 2. EDRPOU code: 04418096 3. Water user code: not available 4. Information on the operation of the WWTP (as of 01.01.2023) discharged waste water per year, thousand cubic metres - total: 0 - without treatment: 0 - insufficiently treated: 0 - normatively clean (without cleaning): 0 - normatively treated at treatment plants: 0 - biological treatment: 0 - physical and chemical treatment: 0 - mechanical: 0 - capacity of treatment facilities, after which the waste water is discharged into water bodies: 0 including those that provide regulatory treatment: 0 capacity of treatment facilities, after treatment of which return (waste) water is discharged to irrigation fields, terrain, filtration fields, storage tanks and cesspools: 0 | 1. Number of sewage treatment systems (STS): - actual - 0 - plan - 1 2. Method of wastewater treatment - actual - none - plan - MECH (1)/BIO (2) 3. Capacity of facilities after which wastewater is discharged to the surface water body (SWB) - plan - 0 thousand m3/day (0 million m3/year) - plan - 1.80 thousand m3/day (0.657 million m3/year) 4. Residual sediment (sludge) - actual - none - plan - treatment (partial recycling) 5. Stormwater drainage (SW) - collector-drainage water (rain and melt) - fact - not available - plan - treatment of storm water drainage system 6. Access to sanitation (connection of the population to the SSS (%) number of subscribers (population) of the territorial community (TC) - actual - 0 % / 0 thousand people - plan - 100%/7.2 thousand people 7. Climate neutrality - plan - installation of modern energy-saving equipment | Kamianske village council | no | no | 7.2 | M5.3 Danube River Basin Region | M5.3.2 Prut River sub-basin | Chernivetska | Chernivtsi | Kamianska | Korovia River | UA_M5.3.2_0186 | without compromising environmental goals | not established | not established | Chernivtsi Regional Landscape Park | х | [5 empty] | 1.8 | [5 empty] | 32 | 57.6 |  |  | 57.6 | 2023 | Drinking Water of Ukraine Programme, Development Strategy of the Kamianske Territorial Community of Chernivtsi Oblast for 2021-2027 | state, local budgets, other budgets not prohibited by law | Kamenskaya TG | 2025-2030 | 2 (average) | The following villages will be connected to the SPS: Kamyana village, vlg. Mikhalcha, Dubove village, village. Zavoloka, village. Spaska No design and construction documents available Approximate calculations have been made (expert opinion) | Kamenskaya TG | 2023 р.
107 | GWP 1, GWP 2, GWP 3, GWP 4 |  | 8.1.1., 8.1.2., 8.1.3., 8.1.4. | КТМ - 5,6,7,17,23,25 | Restoration of the free flow of the Korovia riverbed and installation of a coastal protection strip in Dubove village and Mykhalcha village. Mikhalcha Kamianska TG Chernivtsi district, Chernivtsi region (including design works). | Work to restore the hydromorphological characteristics (width, depth) of the riverbed, manage sediments (extraction of sediments), improve continuity for biota migration, and establish a riparian protection zone. | Clearing of the riverbed and banks on a 5.7 km long section within the settlements (Google coordinates from 48.269460, 25.815325 to 48.243803, 25.865298), namely: - partially cutting down shrubs; - partially mechanised excavation of soil (silt) with moving; - clearing of the riverbed (fallen tree trunks, debris); - planning of previously excavated soil to bring the riverbank into proper condition; - improvement of the adjacent territory. The works are carried out with the obligatory preservation of the natural morphological characteristics of the riverbed and banks. | Kamianske village council | no | no | 3.1 | M5.3 Danube River Basin Region | M5.3.2 Prut River sub-basin | Chernivetska | Chernivtsi | Kamianska | Korovia River | UA_M5.3.2_0186 | No risk | not established | not established | Chernivtsi Regional Landscape Park |  |  | + | [5 empty] | 5.7 |  |  |  | 1 | 5.7 | 0.4 | 2.28 | 7.98 | 2023-03-17 | Regional and local social development programmes | State, regional, local and other funds | Kamenskaya TG | 2025-2030 | 3 (low) | No design and estimate documentation and EIA available | Kamenskaya TG | 2023-03-13
108 | GWP 1, GWP 2, GWP 3 |  | 8.1.1., 8.1.2., 8.1.3 | КТМ - 1,4,8,13,16,21,24,25 | Construction of sewage treatment plants and drainage networks in the village. Lukytsia Chahorska TG Chernivtsi district, Chernivtsi region | General (mandatory) data on the CSP operator: 1. Balance sheet holder: Chahora village council 2. EDRPOU code: 04418498 3. Water user code: not available 4. Information on the operation of the WWTP (as of 01.01.2023) discharged waste water per year, thousand cubic metres - total: 0 - without treatment: 0 - insufficiently treated: 0 - normatively clean (without cleaning): 0 - normatively treated at treatment plants: 0 - biological treatment: 0 - physical and chemical treatment: 0 - mechanical: 0 - capacity of treatment facilities, after which the waste water is discharged into water bodies: 0 including those that provide regulatory treatment: 0 capacity of treatment facilities, after treatment of which return (waste) water is discharged to irrigation fields, terrain, filtration fields, storage tanks and cesspools: 0 | 1. Number of sewage treatment systems (STS): - actual - 0 - plan - 1 2. Method of wastewater treatment - actual - none - plan - MECH (1)/BIO (2) 3. Capacity of facilities after which wastewater is discharged to the surface water body (SWB) - actual - 0 thousand m3/day (0 million m3/year) - plan - 0.6 thousand m3/day (0.219 million m3/year) 4. Residual sediment (sludge) - actual - none - plan - treatment (partial recycling) 5. Stormwater drainage (SW) - collector-drainage water (rain and melt) - fact - absent - plan - treatment of storm water drainage system 6. Access to sanitation (connection of the population to the SSS (%) number of subscribers (population) of the territorial community (TC) - actual - 0 % / 0 thousand people - plan - 100%/2.3 thousand people 7. Climate neutrality - plan - installation of modern energy-saving equipment | Chahora village council | no | no | 2.3 | M5.3 Danube River Basin Region | M5.3.2 Prut River sub-basin | Chernivetska | Chernivtsi | Chagorsk | Vitsa River, right tributary of the Prut River | UA_M5.3.2_0192 | possibly at risk | not established | not established |  | х | [5 empty] | 0.6 | [5 empty] | 30.7 | 18.4 |  |  | 18.4 | 2023 | Drinking Water of Ukraine Programme, Chahora Territorial Community Development Strategy until 2027 | state, local budgets, other budgets not prohibited by law | Chagorskaya TG | 2025-2027 | 2 (average) | The following villages will be connected to the WSC: Kut village, Kut village. Bulb of the design and construction documents is missing Approximate calculations have been made (expert opinion) | Chagorskaya TG | 2023 р.
109 | GWP 1, GWP 2, GWP 3 |  | 8.1.1., 8.1.2., 8.1.3 | КТМ - 1,4,8,13,16,21,24,25 | Construction of sewage treatment plants and water disposal networks in Toporivtsi village Toporivska TG Chernivtsi district, Chernivtsi region | General (mandatory) data on the CSP operator: 1. Balance sheet holder: Toporivka village council 2. EDRPOU code: 04417398 3. Water user code: not available 4. Information on the operation of the WWTP (as of 01.01.2023) discharged waste water per year, thousand cubic metres - total: 0 - without treatment: 0 - insufficiently treated: 0 - normatively clean (without cleaning): 0 - normatively treated at treatment plants: 0 - biological treatment: 0 - physical and chemical treatment: 0 - mechanical: 0 - capacity of treatment facilities, after which the waste water is discharged into water bodies: 0 including those that provide regulatory treatment: 0 capacity of treatment facilities, after treatment of which return (waste) water is discharged to irrigation fields, terrain, filtration fields, storage tanks and cesspools: 0 | 1. Number of sewage treatment systems (STS): - actual - 0 - plan - 1 2. Method of wastewater treatment - actual - none - plan - MECH (1)/BIO (2) 3. Capacity of facilities after which wastewater is discharged to the surface water body (SWB) - actual - 0 thousand m3/day (0 million m3/year) - plan - 1.1 thousand m3/day (0.402 million m3/year) 4. Residual sediment (sludge) - actual - none - plan - treatment (partial recycling) 5. Stormwater drainage (SW) - collector-drainage water (rain and melt) - fact - absent - plan - treatment of storm water drainage system 6. Access to sanitation (connection of the population to the SSS (%) number of subscribers (population) of the territorial community (TC) - actual - 0 % / 0 thousand people - plan - 100%/4.4 thousand people 7. Climate neutrality - plan - installation of modern energy-saving equipment | Toporivka village council | no | no | 4.4 | M5.3 Danube River Basin Region | M5.3.2 Prut River sub-basin | Chernivetska | Chernivtsi | Toporivska | Hukiv River | UA_M5.3.2_0194 | possibly at risk | not established | not established |  | х | [5 empty] | 1.1 | [5 empty] | 32 | 35.2 |  |  | 35.2 | 2023 | Drinking Water of Ukraine Programme | state, local budgets, other budgets not prohibited by law | Toporivska TG | 2025-2030 | 2 (average) | There is no design and construction project, approximate calculations have been made (expert opinion) | Toporivska TG | 2023 р.
110 | GWP 1, GWP 2, GWP 3 |  | 8.1.1., 8.1.2., 8.1.3 | КТМ - 1,4,8,13,16,21,24,25 | Construction of sewage treatment plants and drainage networks in the village. Ridkivtsi Magalska TG Chernivtsi district, Chernivtsi region | General (mandatory) data about the CSP operator: 1. Balance sheet holder: Magalska village council 2. EDRPOU code: 04417636 3. Water user code: not available 4. Information on the operation of the WWTP (as of 01.01.2023) discharged waste water per year, thousand cubic metres - total: 0 - without treatment: 0 - insufficiently treated: 0 - normatively clean (without cleaning): 0 - normatively treated at treatment plants: 0 - biological treatment: 0 - physical and chemical treatment: 0 - mechanical: 0 - capacity of treatment facilities, after which the waste water is discharged into water bodies: 0 including those that provide regulatory treatment: 0 capacity of treatment facilities, after treatment of which return (waste) water is discharged to irrigation fields, terrain, filtration fields, storage tanks and cesspools: 0 | 1. Number of sewage treatment systems (STS): - actual - 0 - plan - 1 2. Method of wastewater treatment - actual - none - plan - MECH (1) / BIO (2) 3. Capacity of facilities after which wastewater is discharged to the surface water body (SWB) - plan - 0 thousand m3/day (0 million m3/year) - plan - 1.10 thousand m3/day (0.402 million m3/year) 4. Residual sediment (sludge) - actual - none - plan - treatment (partial recycling) 5. Stormwater drainage (SW) - collector-drainage water (rain and melt) - fact - not available - plan - treatment of storm water drainage system 6. Access to sanitation (connection of the population to the SSS (%) number of subscribers (population) of the territorial community (TC) - actual - 0 % / 0 thousand people - plan - 100%/4.4 thousand people 7. Climate neutrality - plan - installation of modern energy-saving equipment | Magalska village council | no | no | 4.4 | M5.3 Danube River Basin Region | M5.3.2 Prut River sub-basin | Chernivetska | Chernivtsi | Magalska | Hukiv River | UA_M5.3.2_0196 | possibly at risk | not established | not established |  | х | [5 empty] | 1.1 | [5 empty] | 32 | 35.2 |  |  | 35.2 | 2023 | Drinking Water of Ukraine Programme | state, local budgets, other budgets not prohibited by law | Magalska TG | 2025-2030 | 2 (average) | There is no design and construction project, approximate calculations have been made (expert opinion) | Magalska TG | 2023 р.
111 | GWP 1, GWP 2, GWP 3 |  | 8.1.1., 8.1.2., 8.1.3 | КТМ - 1,4,8,13,16,21,24,25 | Construction of sewage treatment plants and water disposal networks in Boyanivka village Boyanska TG Chernivtsi district, Chernivtsi region | General (mandatory) data about the CSP operator: 1. Balance holder: Boyanska village council 2. EDRPOU code: 04417576 3. Water user code: not available 4. Information on the operation of the WWTP (as of 01.01.2023) discharged waste water per year, thousand cubic metres - total: 0 - without treatment: 0 - insufficiently treated: 0 - normatively clean (without cleaning): 0 - normatively treated at treatment plants: 0 - biological treatment: 0 - physical and chemical treatment: 0 - mechanical: 0 - capacity of treatment facilities, after which the waste water is discharged into water bodies: 0 including those that provide regulatory treatment: 0 capacity of treatment facilities, after treatment of which return (waste) water is discharged to irrigation fields, terrain, filtration fields, storage tanks and cesspools: 0 | 1. Number of sewage treatment systems (STS): - actual - 0 - plan - 1 2. Method of wastewater treatment - actual - none - plan - MECH (1)/BIO (2) 3. Capacity of facilities after which wastewater is discharged to the surface water body (SWB) - actual - 0 thousand m3/day (0 million m3/year) - plan - 1.85 thousand m3/day (0.675 million m3/year) 4. Residual sediment (sludge) - actual - none - plan - treatment (partial recycling) 5. Stormwater drainage (SW) - collector-drainage water (rain and melt) - fact - not available - plan - treatment of storm water drainage system 6. Access to sanitation (connection of the population to the SSS (%) number of subscribers (population) of the territorial community (TC) - actual - 0 % / 0 thousand people - plan - 100%/7.4 thousand people 7. Climate neutrality - plan - installation of modern energy-saving equipment | Boyansky village council | no | no | 7.4 | M5.3 Danube River Basin Region | M5.3.2 Prut River sub-basin | Chernivetska | Chernivtsi | Boyanskaya | Hukiv River | UA_M5.3.2_0197 | possibly at risk | not established | not established |  | х | [5 empty] | 1.85 | [5 empty] | 32 | 59.2 |  |  | 59.2 | 2023 | Drinking Water of Ukraine Programme | state, local budgets, other budgets not prohibited by law | Boyanskaya TG | 2025-2030 | 2 (average) | The following villages will be connected to the WSC: Boyany, Boyanivka, Prypruttya No design and development plan available Estimates (expert opinion) | Boyanskaya TG | 2023 р.
112 | GWP 1, GWP 2, GWP 3 |  | 8.1.1., 8.1.2., 8.1.3 | КТМ - 1,4,8,13,16,21,24,25 | Construction of sewage treatment plants and drainage networks in Bairaky village, Hertsaivska TG, Chernivtsi district, Chernivtsi region | General (mandatory) data on the CSP operator: 1. Balance sheet holder: Hertsaiv City Council 2. EDRPOU code: 21423970 3. Water user code: not available 4. Information on the operation of the WWTP (as of 01.01.2023) discharged waste water per year, thousand cubic metres - total: 0 - without treatment: 0 - insufficiently treated: 0 - normatively clean (without cleaning): 0 - normatively treated at treatment plants: 0 - biological treatment: 0 - physical and chemical treatment: 0 - mechanical: 0 - capacity of treatment facilities, after which the waste water is discharged into water bodies: 0 including those that provide regulatory treatment: 0 capacity of treatment facilities, after treatment of which return (waste) water is discharged to irrigation fields, terrain, filtration fields, storage tanks and cesspools: 0 | 1. Number of sewage treatment systems (STS): - actual - 0 - plan - 1 2. Method of wastewater treatment - actual - none - plan - MECH (1) / BIO (2) 3. Capacity of facilities after which wastewater is discharged to the surface water body (SWB) - plan - 0 thousand m3/day (0 million m3/year) - plan - 0.65 thousand m3/day (0.237 million m3/year) 4. Residual sediment (sludge) - actual - none - plan - treatment (partial recycling) 5. Stormwater drainage (SW) - collector-drainage water (rain and melt) - fact - not available - plan - treatment of storm water drainage system 6. Access to sanitation (connection of the population to the SSS (%) number of subscribers (population) of the territorial community (TC) - actual - - % /- thousand people - plan - 100%/2.6 thousand people 7. Climate neutrality - plan - installation of modern energy-saving equipment | Hertsaiv City Council | no | no | 2.6 | M5.3 Danube River Basin Region | M5.3.2 Prut River sub-basin | Chernivetska | Chernivtsi | Hertsaivska | Molnitsa River | UA_M5.3.2_0198 | possibly at risk | not established | not established |  | х | [5 empty] | 0.65 | [5 empty] | 32 | 20.8 |  |  | 20.8 | 2023 | Drinking Water of Ukraine Programme, Hertsaivska Community Development Strategy until 2029 | state, local budgets, other budgets not prohibited by law | Hertsaivska TG | 2025-2030 | 2 (average) | Bairaky and Pidvalne villages will be connected to the SPS No design and engineering study available Estimates have been made (expert opinion) | Hertsaivska TG | 2023 р.
113 | GWP 1, GWP 2, GWP 3 |  | 8.1.1., 8.1.2., 8.1.3 | КТМ - 1,4,8,13,16,21,24,25 | Construction of sewage treatment plants and water disposal networks in Khryatska village, Hertsaivska TG, Chernivtsi district, Chernivtsi region | General (mandatory) data about the CSP operator: 1. Balance sheet holder: Hertsaiv City Council 2. EDRPOU code: 21423970 3. Water user code: not available 4. Information on the operation of the WWTP (as of 01.01.2023) discharged waste water per year, thousand cubic metres - total: 0 - without treatment: 0 - insufficiently treated: 0 - normatively clean (without cleaning): 0 - normatively treated at treatment plants: 0 - biological treatment: 0 - physical and chemical treatment: 0 - mechanical: 0 - capacity of treatment facilities, after which the waste water is discharged into water bodies: 0 including those that provide regulatory treatment: 0 capacity of treatment facilities, after treatment of which return (waste) water is discharged to irrigation fields, terrain, filtration fields, storage tanks and cesspools: 0 | 1. Number of sewage treatment systems (STS): - actual - 0 - plan - 1 2. Method of wastewater treatment - actual - none - plan - MEH (1)/BIO (2) 3. Capacity of facilities after which wastewater is discharged to the surface water body (SWB) - plan - 0 thousand m3/day (0 million m3/year) - plan - 0.5 thousand m3/day (0.183 million m3/year) 4. Residual sediment (sludge) - actual - none - plan - treatment (partial recycling) 5. Stormwater drainage (SW) - collector-drainage water (rain and melt) - fact - not available - plan - treatment 6. Access to sanitation (connection of the population to the SSS (%) number of subscribers (population) of the territorial community (TC) - actual - 0 % / 0 thousand people - plan - 100%/2.0 thousand people 7. Climate neutrality - plan - installation of modern energy-saving equipment | Hertsaiv City Council | no | no | 2 | M5.3 Danube River Basin Region | M5.3.2 Prut River sub-basin | Chernivetska | Chernivtsi | Hertsaivska | Molnitsa River | UA_M5.3.2_0199 | possibly at risk | not established | not established |  | х | [5 empty] | 0.5 | [5 empty] | 32 | 16 |  |  | 16 | 2023 | Drinking Water of Ukraine Programme, Hertsaivska Community Development Strategy until 2029 | state, local budgets, other budgets not prohibited by law | Hertsaivska TG | 2025-2029 | 2 (average) | There is no design and construction project, approximate calculations have been made (expert opinion) | Hertsaivska TG | 2023 р.
114 | GWP 1, GWP 2, GWP 3, GWP 4 |  | 8.1.1., 8.1.2., 8.1.3., 8.1.4. | КТМ - 5,6,7,17,23,25 | Restoration of the free flow of the Molnytsia riverbed section in the territory of Bairaky village, Hertsaivska TG, Chernivtsi district, Chernivtsi region (including design works). | Work to restore the hydromorphological characteristics (width, depth) of the riverbed, manage sediments (extraction of sediments), improve continuity for biota migration, and establish a riparian protection zone. | Clearing of the riverbed and banks on a 1 km long section (section near the Bobul bridge - 0.6 km long (Google coordinates from 48.127808, 26.136519 to 48.122866, 26.135832); section near the Topor bridge - 0.4 km long (Google coordinates from 48.131803, 26.137184 to 48.127951, 26.136561), namely: - partial felling of shrubs; - partially mechanised excavation of soil (silt) with moving; - clearing of the riverbed (fallen tree trunks, debris); - planning of previously excavated soil to bring the riverbank into proper condition; - improvement of the adjacent territory. The works are carried out with the obligatory preservation of the natural morphological characteristics of the riverbed and banks. | с. Bairaky village (Hertsaivska urban community) | no | no | 1.9 | M5.3 Danube River Basin Region | M5.3.2 Prut River sub-basin | Chernivtsi region | Chernivtsi district | Hertsaivska territorial community | Molnitsa River | UA_M5.3.2_0199 | Possibly at risk | not established | not established | no |  |  | + | [5 empty] | 1 |  |  |  | 1 | 1 | 0.4 | 0.4 | 1.4 | 2023-03-07 | Regional and local social development programmes | State, regional, local and other funds | Hertsaivska TG | 2025-2030 | 3 (low) | No design and estimate documentation and EIA available | Hertsaivska TG | 2023-03-07
115 | GWP 1, GWP 2, GWP 3 |  | 8.1.1., 8.1.2., 8.1.3 | КТМ - 1,4,8,13,16,21,24,25 | Construction of sewage treatment plants and water disposal networks in Banchy village Ostrytska TG Chernivtsi district, Chernivtsi region | General (mandatory) data on the CSP operator: 1. Balance holder: Ostrytska village council 2. EDRPOU code: 04418417 3. Water user code: not available 4. Information on the operation of the WWTP (as of 01.01.2023) discharged waste water per year, thousand cubic metres - total: 0 - without treatment: 0 - insufficiently treated: 0 - normatively clean (without cleaning): 0 - normatively treated at treatment plants: 0 - biological treatment: 0 - physical and chemical treatment: 0 - mechanical: 0 - capacity of treatment facilities, after which the waste water is discharged into water bodies: 0 including those that provide regulatory treatment: 0 capacity of treatment facilities, after treatment of which return (waste) water is discharged to irrigation fields, terrain, filtration fields, storage tanks and cesspools: 0 | 1. Number of sewage treatment systems (STS): - actual - 0 - plan - 1 2. Method of wastewater treatment - actual - none - plan - MEH (1)/BIO (2) 3. Capacity of facilities after which wastewater is discharged to the surface water body (SWB) - plan - 0 thousand m3/day (0 million m3/year) - plan - 1.73 thousand m3/day (0.631 million m3/year) 4. Residual sediment (sludge) - actual - none - plan - treatment (partial recycling) 5. Stormwater drainage (SW) - collector-drainage water (rain and melt) - fact - absent - plan - treatment of storm water drainage system 6. Access to sanitation (connection of the population to the SSS (%) number of subscribers (population) of the territorial community (TC) - actual - 0 % / 0 thousand people - plan - 100%/6.9 thousand people 7. Climate neutrality - plan - installation of modern energy-saving equipment | Ostrytska village council | no | no | 6.9 | M5.3 Danube River Basin Region | M5.3.2 Prut River sub-basin | Chernivetska | Chernivtsi | Ostrytska | Molnitsa River | UA_M5.3.2_0200 | at risk | not established | not established |  | х | [5 empty] | 1.73 | [5 empty] | 31.9 | 55.2 |  |  | 55.2 | 2023 | Drinking Water of Ukraine Programme | state, local budgets, other budgets not prohibited by law | Ostrytska TG | 2025-2030 | 2 (average) | The following villages will be connected to the SPS: Velyka Buda, Mala Buda, and Mala Buda village, vlg. Hodynivka, village. Horbova, Bancheny No project design is available Approximate calculations have been made (expert opinion) | Ostrytska TG | 2023 р.
116 | GWP 1, GWP 2, GWP 3, GWP 4 |  | 8.1.1., 8.1.2., 8.1.3., 8.1.4. | КТМ - 5,6,7,17,23,25 | Restoration of the free flow of the Molnytsia riverbed and installation of a coastal protection strip in the village. Molnytsia Hertsaivska TG, Chernivtsi district, Chernivtsi region (including design works). | Work to restore the hydromorphological characteristics (width, depth) of the riverbed, manage sediments (extraction of sediments), improve continuity for biota migration, and establish a riparian protection zone. | Clearing of the riverbed and banks on a 1 km long section (0.5 km within the settlement (Google coordinates 48.1953212, 26.2334104 to 48.1986286, 26.2298836), 0.5 km outside the settlement (Google coordinates 48.190618, 26.236442 to 48.1948372, 26.2331157), namely: - partial felling of shrubs; - partially mechanised excavation of soil (silt) with moving; - clearing of the riverbed (fallen tree trunks, debris); - planning of previously excavated soil to bring the riverbank into proper condition; - landscaping of the adjacent territory. The works are carried out with the obligatory preservation of the natural morphological characteristics of the riverbed and banks. | Hertsaivska urban community | no | no | 1.8 | M5.3 Danube River Basin Region | M5.3.2 Prut River sub-basin | Chernivtsi region | Chernivtsi district | Hertsaivska territorial community | Molnitsa River | UA_M5.3.2_0200 | At risk | not established | not established | no |  |  | + | [5 empty] | 1 |  |  |  | 1 | 1 | 0.4 | 0.4 | 1.4 | 2023-03-07 | Regional and local social development programmes | State, regional, local and other funds | Hertsaivska TG | 2025-2030 | 3 (low) | No design and estimate documentation and EIA available | Hertsaivska TG | 2023-03-07
117 | GWP 1, GWP 2, GWP 3 |  | 8.1.1., 8.1.2., 8.1.3 | КТМ - 1,4,8,13,16,21,24,25 | Construction of sewage treatment plants and drainage networks in Kolinkivtsi village Toporivska TG, Chernivtsi district, Chernivtsi region | General (mandatory) data on the CSP operator: 1. Balance sheet holder: Toporivka village council 2. EDRPOU code: 04417398 3. Water user code: not available 4. Information on the operation of the WWTP (as of 01.01.2023) discharged waste water per year, thousand cubic metres - total: 0 - without treatment: 0 - insufficiently treated: 0 - normatively clean (without cleaning): 0 - normatively treated at treatment plants: 0 - biological treatment: 0 - physical and chemical treatment: 0 - mechanical: 0 - capacity of treatment facilities, after which the waste water is discharged into water bodies: 0 including those that provide regulatory treatment: 0 capacity of treatment facilities, after treatment of which return (waste) water is discharged to irrigation fields, terrain, filtration fields, storage tanks and cesspools: 0 | 1. Number of sewage treatment systems (STS): - actual - 0 - plan - 1 2. Method of wastewater treatment - actual - none - plan - MECH (1)/BIO (2) 3. Capacity of facilities after which wastewater is discharged to the surface water body (SWB) - plan - 0 thousand m3/day (0 million m3/year) - plan - 2.4 thousand m3/day (0.876 million m3/year) 4. Residual sediment (sludge) - actual - none - plan - treatment (partial recycling) 5. Stormwater drainage (SW) - collector-drainage water (rain and melt) - fact - absent - plan - treatment of storm water drainage system 6. Access to sanitation (connection of the population to the SSS (%) number of subscribers (population) of the territorial community (TC) - actual - 0 % / 0 thousand people - plan - 100%/9.4 thousand people 7. Climate neutrality - plan - installation of modern energy-saving equipment | Toporivka village council | no | no | 9.4 | M5.3 Danube River Basin Region | M5.3.2 Prut River sub-basin | Chernivetska | Chernivtsi | Toporivska | Rokytna River | UA_M5.3.2_0201 | at risk | not established | not established |  | х | [5 empty] | 2.4 | [5 empty] | 31.33 | 75.2 |  |  | 75.2 | 2023 | Drinking Water of Ukraine Programme | state, local budgets, other budgets not prohibited by law | Toporivska TG | 2025-2030 | 2 (average) | The following villages will be connected to the WSC: Bochkivtsi village, vill. Hrozintsi, Kolinkivtsi No feasibility study available Approximate calculations made (expert opinion) | Toporivska TG | 2023 р.
118 | GWP 1, GWP 2, GWP 3 |  | 8.1.1., 8.1.2., 8.1.3 | КТМ - 1,4,8,13,16,21,24,25 | Construction of sewage treatment plants and drainage networks in the village of Rokytne Novoselytska TG Chernivtsi district, Chernivtsi region | General (mandatory) data about the CSP operator: 1. Balance sheet holder: Novoselytsia City Council 2. EDRPOU code: 04062050 3. Water user code: not available 4. Information on the operation of the WWTP (as of 01.01.2023) discharged waste water per year, thousand cubic metres - total: 0 - without treatment: 0 - insufficiently treated: 0 - normatively clean (without cleaning): 0 - normatively treated at treatment plants: 0 - biological treatment: 0 - physical and chemical treatment: 0 - mechanical: 0 - capacity of treatment facilities, after which the waste water is discharged into water bodies: 0 including those that provide regulatory treatment: 0 capacity of treatment facilities, after treatment of which return (waste) water is discharged to irrigation fields, terrain, filtration fields, storage tanks and cesspools: 0 | 1. Number of sewage treatment systems (STS): - actual - 0 - plan - 1 2. Method of wastewater treatment - actual - none - plan - MECH (1)/BIO (2) 3. Capacity of facilities after which wastewater is discharged to the surface water body (SWB) - plan - 0 thousand m3/day (0 million m3/year) - plan - 0.63 thousand m3/day (0.230 million m3/year) 4. Residual sediment (sludge) - actual - none - plan - treatment (partial recycling) 5. Stormwater drainage (SW) - collector-drainage water (rain and melt) - fact - absent - plan - treatment of storm water drainage system 6. Access to sanitation (connection of the population to the SSS (%) number of subscribers (population) of the territorial community (TC) - actual - 0 % / 0 thousand people - plan - 100%/2.5 thousand people 7. Climate neutrality - plan - installation of modern energy-saving equipment | Novoselytsia City Council | no | no | 2.5 | M5.3 Danube River Basin Region | M5.3.2 Prut River sub-basin | Chernivetska | Chernivtsi | Novoselytska | Rokytna River | UA_M5.3.2_0202 | at risk | not established | not established |  | х | [5 empty] | 0.63 | [5 empty] | 31.75 | 20 |  |  | 20 | 2023 | Drinking Water of Ukraine Programme, Sustainable Development Strategy of Novoselytsia Municipal District for 2021-2029 | state, local budgets, other budgets not prohibited by law | Novoselytska TG | 2025-2030 | 2 (average) | There is no design and construction project, approximate calculations have been made (expert opinion) | Novoselytska TG | 2023 р.
119 | GWP 1, GWP 2, GWP 3 |  | 8.1.1., 8.1.2., 8.1.3 | КТМ - 1,4,8,13,16,21,24,25 | Construction of sewage treatment plants and drainage networks in the village. Sloboda Novoselytska TG Chernivtsi district, Chernivtsi region | General (mandatory) data on the CSP operator: 1. Balance sheet holder: Novoselytsia City Council 2. EDRPOU code: 04062050 3. Water user code: not available 4. Information on the operation of the WWTP (as of 01.01.2023) discharged waste water per year, thousand cubic metres - total: 0 - without treatment: 0 - insufficiently treated: 0 - normatively clean (without cleaning): 0 - normatively treated at treatment plants: 0 - biological treatment: 0 - physical and chemical treatment: 0 - mechanical: 0 - capacity of treatment facilities, after which the waste water is discharged into water bodies: 0 including those that provide regulatory treatment: 0 capacity of treatment facilities, after treatment of which return (waste) water is discharged to irrigation fields, terrain, filtration fields, storage tanks and cesspools: 0 | 1. Number of sewage treatment systems (STS): - actual - 0 - plan - 1 2. Method of wastewater treatment - actual - none - plan - MECH (1)/BIO (2) 3. Capacity of facilities after which wastewater is discharged to the surface water body (SWB) - plan - 0 thousand m3/day (0 million m3/year) - plan - 0.53 thousand m3/day (0.193 million m3/year) 4. Residual sediment (sludge) - actual - none - plan - treatment (partial recycling) 5. Stormwater drainage (SW) - collector-drainage water (rain and melt) - fact - absent - plan - treatment of stormwater drainage system 6. Access to sanitation (connection of the population to the SSS (%) number of subscribers (population) of the territorial community (TC) - actual - 0 % / 0 thousand people - plan - 100%/2.1 thousand people 7. Climate neutrality - plan - installation of modern energy-saving equipment | Novoselytsia City Council | no | no | 2.1 | M5.3 Danube River Basin Region | M5.3.2 Prut River sub-basin | Chernivetska | Chernivtsi | Novoselytska | Rokytna River | UA_M5.3.2_0202 | at risk | not established | not established |  | х | [5 empty] | 0.53 | [5 empty] | 31.7 | 16.8 |  |  | 16.8 | 2023 | Drinking Water of Ukraine Programme, Sustainable Development Strategy of Novoselytsia Municipal District for 2021-2029 | state, local budgets, other budgets not prohibited by law | Novoselytska TG | 2025-2030 | 2 (average) | The following villages will be connected to the CSP: vlg. Sloboda, c. Revkovtsi No project design document available Estimates have been made (expert opinion) | Novoselytska TG | 2023 р.
120 | GWP 1, GWP 2, GWP 3 |  | 8.1.1., 8.1.2., 8.1.3 | КТМ - 1,4,8,13,16,21,24,25 | Construction of sewage treatment plants and drainage networks in Ternavka village, Hertsaivska TG, Chernivtsi district, Chernivtsi region | General (mandatory) data about the CSP operator: 1. Balance sheet holder: Hertsaiv City Council 2. EDRPOU code: 21423970 3. Water user code: not available 4. Information on the operation of the WWTP (as of 01.01.2023) discharged waste water per year, thousand cubic metres - total: 0 - without treatment: 0 - insufficiently treated: 0 - normatively clean (without cleaning): 0 - normatively treated at treatment plants: 0 - biological treatment: 0 - physical and chemical treatment: 0 - mechanical: 0 - capacity of treatment facilities, after which the waste water is discharged into water bodies: 0 including those that provide regulatory treatment: 0 capacity of treatment facilities, after treatment of which return (waste) water is discharged to irrigation fields, terrain, filtration fields, storage tanks and cesspools: 0 | 1. Number of sewage treatment systems (STS): - actual - 0 - plan - 1 2. Method of wastewater treatment - actual - none - plan - MECH (1)/BIO (2) 3. Capacity of facilities after which wastewater is discharged to the surface water body (SWB) - plan - 0 thousand m3/day (0 million m3/year) - plan - 1.1 thousand m3/day (0.401 million m3/year) 4. Residual sediment (sludge) - actual - none - plan - treatment (partial recycling) 5. Stormwater drainage (SW) - collector-drainage water (rain and melt) - fact - not available - plan - treatment of storm water drainage system 6. Access to sanitation (connection of the population to the SSS (%) number of subscribers (population) of the territorial community (TC) - actual - 0 % / 0 thousand people - plan - 100%/4.1 thousand people 7. Climate neutrality - plan - installation of modern energy-saving equipment | Hertsaiv City Council | no | no | 4.1 | M5.3 Danube River Basin Region | M5.3.2 Prut River sub-basin | Chernivetska | Chernivtsi | Hertsaivska | Hertz River | UA_M5.3.2_0205 | at risk | not established | not established |  | х | [5 empty] | 1.1 | [5 empty] | 29.82 | 32.8 |  |  | 32.8 | 2023 | Drinking Water of Ukraine Programme, Hertsaivska Community Development Strategy until 2029 | state, local budgets, other budgets not prohibited by law | Hertsaivska TG | 2025-2029 | 2 (average) | Ternavka and Dyakivtsi villages will be connected to the SPS Approximate calculations have been made (expert opinion) | Hertsaivska TG | 2023 р.
121 | GWP 1, GWP 2, GWP 3, GWP 4 |  | 8.1.1., 8.1.2., 8.1.3., 8.1.4. | КТМ - 5,6,7,17,23,25 | Restoration of the free flow of the Hertsa riverbed and installation of a coastal protection strip in the territory of the city. Hertsa Hertsaivska TG Chernivtsi district Chernivtsi region (including design works). | Work to restore the hydromorphological characteristics (width, depth) of the riverbed, manage sediments (extraction of sediments), improve continuity for biota migration, and establish a riparian protection zone. | Clearing of the riverbed and banks on a 1 km long section outside the settlement (Google coordinates from 48.1491485, 26.2657581 to 48.1553302, 26.2678913), namely: - partial cutting of shrubs; - partially mechanised excavation of soil (silt) with moving; - clearing of the riverbed (fallen tree trunks, debris); - planning of previously developed soil in order to bring the river bank in proper condition; - improvement of the adjacent territory. The works are performed with the obligatory preservation of the natural morphological characteristics of the riverbed and banks. | Hertsaiv City Council | no | no | 2.1 | M5.3 Danube River Basin Region | M5.3.2 Prut River sub-basin | Chernivetska | Chernivtsi district | Hertsaivska | Hertz River | UA_M5.3.2_0205 | At risk | not established | not established | no |  |  | + | [5 empty] | 1 |  |  |  | 1 | 1 | 0.4 | 0.4 | 1.4 | 2023-03-07 | Regional and local social development programmes | state, local budgets, other budgets not prohibited by law | Hertsaivska TG | 2025-2030 | 3 (low) | No design and estimate documentation and EIA available | Hertsaivska TG | 2023-03-07
122 | GWP 1, GWP 2, GWP 3 |  | 8.1.1., 8.1.2., 8.1.3 | КТМ - 1,4,8,13,16,21,24,25 | Construction of sewage treatment plants and drainage networks in Lunka Hertsaivska TG, Chernivtsi district, Chernivtsi region | General (mandatory) data on the CSP operator: 1. Balance sheet holder: Hertsaiv City Council 2. EDRPOU code: 21423970 3. Water user code: not available 4. Information on the operation of the WWTP (as of 01.01.2023) discharged waste water per year, thousand cubic metres - total: 0 - without treatment: 0 - insufficiently treated: 0 - normatively clean (without cleaning): 0 - normatively treated at treatment plants: 0 - biological treatment: 0 - physical and chemical treatment: 0 - mechanical: 0 - capacity of treatment facilities, after which the waste water is discharged into water bodies: 0 including those that provide regulatory treatment: 0 capacity of treatment facilities, after treatment of which return (waste) water is discharged to irrigation fields, terrain, filtration fields, storage tanks and cesspools: 0 | 1. Number of sewage treatment systems (STS): - actual - 0 - plan - 1 2. Method of wastewater treatment - actual - none - plan - MECH (1) / BIO (2) 3. Capacity of facilities after which wastewater is discharged to the surface water body (SWB) - plan - 0 thousand m3/day (0 million m3/year) - plan - 0.58 thousand m3/day (0.211 million m3/year) 4. Residual sediment (sludge) - actual - none - plan - treatment (partial recycling) 5. Stormwater drainage (SW) - collector-drainage water (rain and melt) - fact - not available - plan - treatment of storm water drainage system 6. Access to sanitation (connection of the population to the SSS (%) number of subscribers (population) of the territorial community (TC) - actual - 0% / 0 thousand people - plan - 100%/2.3 thousand people 7. Climate neutrality - plan - installation of modern energy-saving equipment | Hertsaiv City Council | no | no | 2.3 | M5.3 Danube River Basin Region | M5.3.2 Prut River sub-basin | Chernivetska | Chernivtsi | Hertsaivska | Hertz River | UA_M5.3.2_0206 | possibly at risk | not established | not established |  | х | [5 empty] | 0.58 | [5 empty] | 31.72 | 18.4 |  |  | 18.4 | 2023 | Drinking Water of Ukraine Programme, Hertsaivska Community Development Strategy until 2029 | state, local budgets, other budgets not prohibited by law | Hertsaivska TG | 2025-2029 | 2 (average) | The following villages will be connected to the OCS. Lunka, Velykosilie village, Mohylivka village. Mohylivka No design and development plan available Estimates made (expert opinion) | Hertsaivska TG | 2023 р.
123 | GWP 1, GWP 2, GWP 3 |  | 8.1.1., 8.1.2., 8.1.3 | КТМ - 1,4,8,13,16,21,24,25 | Construction of sewage treatment plants and drainage networks in the city of Hertsa Hertsaivska TG Chernivtsi district Chernivtsi region | General (mandatory) data about the CSP operator: 1. Balance sheet holder: KO Hertsaivske VUZHKG 2. EDRPOU code: 14271955 3. Water user code: 770020 4. Information on the operation of the WWTP (as of 01.01.2023) discharged waste water per year, thousand cubic metres - total: 16,1 - without treatment: 0 - insufficiently treated: 0 - normatively clean (without purification): 0 - normatively treated at treatment plants: 0 - biological treatment: 0 - physical and chemical treatment: 0 - mechanical: 0 - capacity of treatment facilities, after which the waste water is discharged into water bodies: 0 including those that provide regulatory treatment: 0 capacity of treatment facilities, after treatment of which return (waste) water is discharged to irrigation fields, terrain, filtration fields, storage tanks and cesspools: 16,1 | 1. Number of sewage treatment systems (STS): - actual - 0 - plan - 1 2. Method of wastewater treatment - actual - none - plan - MEH (1)/BIO (2) 3. Capacity of facilities after which wastewater is discharged to the surface water body (SWB) - plan - 0 thousand m3/day (0 million m3/year) - plan - 0.53 thousand m3/day (0.193 million m3/year) 4. Residual sediment (sludge) - actual - none - plan - treatment (partial recycling) 5. Stormwater drainage (SW) - collector-drainage water (rain and melt) - fact - not available - plan - treatment of storm water drainage system 6. Access to sanitation (connection of the population to the SSS (%) number of subscribers (population) of the territorial community (TC) - actual - 0 % / 0 thousand people - plan - 100%/2.1 thousand people 7. Climate neutrality - plan - installation of modern energy-saving equipment | Hertsaiv City Council | no | no | 2.1 | M5.3 Danube River Basin Region | M5.3.2 Prut River sub-basin | Chernivetska | Chernivtsi | Hertsaivska | Hertz River | UA_M5.3.2_0206 | possibly at risk | not established | not established |  | х | [5 empty] | 0.53 | [5 empty] | 31.7 | 16.8 |  |  | 16.8 | 2023 | Drinking Water of Ukraine Programme, Hertsaivska Community Development Strategy until 2029 | state, local budgets, other budgets not prohibited by law | Hertsaivska TG | 2025-2029 | 2 (average) | Ternavka and Dyakivtsi villages will be connected to the SPS No design and development plan available Estimates have been made (expert opinion) | Hertsaivska TG | 2023 р.
124 | GWP 1, GWP 2, GWP 3 |  | 8.1.1., 8.1.2., 8.1.3 | КТМ - 1,4,8,13,16,21,24,25 | Construction of sewage treatment plants and drainage networks in the village of Malyntsi Klishkovetska TG Dnistrovskyi district, Chernivtsi region | General (mandatory) data on the CSP operator: 1. Balance sheet holder: Klishkovets village council 2. EDRPOU code: 04416832 3. Water user code: not available 4. Information on the operation of the WWTP (as of 01.01.2023) discharged waste water per year, thousand cubic metres - total: 0 - without treatment: 0 - insufficiently treated: 0 - normatively clean (without cleaning): 0 - normatively treated at treatment plants: 0 - biological treatment: 0 - physical and chemical treatment: 0 - mechanical: 0 - capacity of treatment facilities, after which the waste water is discharged into water bodies: 0 including those that provide regulatory treatment: 0 capacity of treatment facilities, after treatment of which return (waste) water is discharged to irrigation fields, terrain, filtration fields, storage tanks and cesspools: 0 | 1: Number of sewage treatment systems (STS): - actual - 0 - plan - 1 2. Method of wastewater treatment - actual - none - plan - MEH (1)/BIO (2) 3. Capacity of facilities after which wastewater is discharged to the surface water body (SWB) - actual - 0 thousand m3/day (0 million m3/year) - plan - 2.4 thousand m3/day (0.876 million m3/year) 4. Residual sediment (sludge) - actual - none - plan - treatment (partial recycling) 5. Stormwater drainage (SW) - collector-drainage water (rain and melt) - fact - not available - plan - treatment of storm water drainage system 6. Access to sanitation (connection of the population to the SSS (%) number of subscribers (population) of the territorial community (TC) - actual - 0 % / 0 thousand people - plan - 100%/9.6 thousand people 7. Climate neutrality - plan - installation of modern energy-saving equipment | Klishkovetska village council | no | no | 9.6 | M5.3 Danube River Basin Region | M5.3.2 Prut River sub-basin | Chernivetska | Dniester | Klishkovetska | IZMPV, Ringach River | UA_M5.3.2_0208 | at risk | not established | not established |  | х | [5 empty] | 2.4 | [5 empty] | 32 | 76.8 |  |  | 76.8 | 2023 | Drinking Water of Ukraine Programme | state, local budgets, other budgets not prohibited by law | Klishkovetska TG | 2025-2030 | 2 (average) | The following villages will be connected to the WSC: Klishkivtsi, vill. Malyntsi, Shylivtsi No design and development plan available Approximate calculations made (expert opinion) | Klishkovetska TG | 2023 р.
125 | GWP 1, GWP 2, GWP 3 |  | 8.1.1., 8.1.2., 8.1.3 | КТМ - 1,4,8,13,16,21,24,25 | Construction of sewage treatment facilities and water disposal networks in Dynivtsi village Novoselytska TG, Chernivtsi district, Chernivtsi region | General (mandatory) data on the CSP operator: 1. Balance sheet holder: Novoselytsia City Council 2. EDRPOU code: 04062050 3. Water user code: not available 4. Information on the operation of the WWTP (as of 01.01.2023) discharged waste water per year, thousand cubic metres - total: 0 - without treatment: 0 - insufficiently treated: 0 - normatively clean (without cleaning): 0 - normatively treated at treatment plants: 0 - biological treatment: 0 - physical and chemical treatment: 0 - mechanical: 0 - capacity of treatment facilities, after which the waste water is discharged into water bodies: 0 including those that provide regulatory treatment: 0 capacity of treatment facilities, after treatment of which return (waste) water is discharged to irrigation fields, terrain, filtration fields, storage tanks and cesspools: 0 | 1. Number of sewage treatment systems (STS): - actual - 0 - plan - 1 2. Method of wastewater treatment - actual - none - plan - MECH (1)/BIO (2) 3. Capacity of facilities after which wastewater is discharged to the surface water body (SWB) - plan - 0 thousand m3/day (0 million m3/year) - plan - 0.80 thousand m3/day (0.292 million m3/year) 4. Residual sediment (sludge) - actual - none - plan - treatment (partial recycling) 5. Stormwater drainage (SW) - collector-drainage water (rain and melt) - fact - not available - plan - treatment of storm water drainage system 6. Access to sanitation (connection of the population to the SSS (%) number of subscribers (population) of the territorial community (TC) - actual - 0 % / 0 thousand people - plan - 100%/3.2 thousand people 7. Climate neutrality - plan - installation of modern energy-saving equipment | Novoselytsia City Council | no | no | 3.2 | M5.3 Danube River Basin Region | M5.3.2 Prut River sub-basin | Chernivetska | Chernivtsi | Novoselytska | Dynivtsi River | UA_M5.3.2_0213 | at risk | not established | not established |  | х | [5 empty] | 0.8 | [5 empty] | 32 | 25.6 |  |  | 25.6 | 2023 | Drinking Water of Ukraine Programme, Sustainable Development Strategy of Novoselytsia Municipal District for 2021-2029 | state, local budgets, other budgets not prohibited by law | Novoselytska TG | 2025-2030 | 2 (average) | There is no design and construction project, approximate calculations have been made (expert opinion) | Novoselytska TG | 2023 р.
126 | GWP 1, GWP 2, GWP 3 |  | 8.1.1., 8.1.2., 8.1.3 | КТМ - 1,4,8,13,16,21,24,25 | Construction of sewage treatment facilities and drainage networks in the village of Zarozhany Nedoboivska TG Dnister district, Chernivtsi region | General (mandatory) data on the CSP operator: 1. Balance sheet holder: Nedoboiv village council 2. EDRPOU code: 04416884 3. Water user code: not available 4. Information on the operation of the WWTP (as of 01.01.2023) discharged waste water per year, thousand cubic metres - total: 0 - without treatment: 0 - insufficiently treated: 0 - normatively clean (without cleaning): 0 - normatively treated at treatment plants: 0 - biological treatment: 0 - physical and chemical treatment: 0 - mechanical: 0 - capacity of treatment facilities, after which the waste water is discharged into water bodies: 0 including those that provide regulatory treatment: 0 capacity of treatment facilities, after treatment of which return (waste) water is discharged to irrigation fields, terrain, filtration fields, storage tanks and cesspools: 0 | 1. Number of sewage treatment systems (STS): - actual - 0 - plan - 1 2. Method of wastewater treatment - actual - none - plan - MECH (1)/BIO (2)/TRO (3) 3. Capacity of facilities after which wastewater is discharged to the surface water body (SWB) - actual - 0 thousand m3/day (0 million m3/year) - plan - 2.5 thousand m3/day (0.912 million m3/year) 4. Residual sediment (sludge) - actual - none - plan - treatment (partial recycling) 5. Stormwater drainage (SW) - collector-drainage water (rain and melt) - fact - not available - plan - treatment of storm water drainage system 6. Access to sanitation (connection of the population to the SSS (%) number of subscribers (population) of the territorial community (TC) - actual - 0 % / 0 thousand people - plan - 100% / 10.0 thousand people 7. Climate neutrality - plan - installation of modern energy-saving equipment | Nedoboiv village council | no | no | 10 | M5.3 Danube River Basin Region | M5.3.2 Prut River sub-basin | Chernivetska | Dniester | Nedoboevskaya | Cherlena River | UA_M5.3.2_0215 | without compromising environmental goals | not established | not established |  | х | [5 empty] | 2.5 | [5 empty] | 72 | 180 |  |  | 180 | 2023 | Drinking Water of Ukraine Programme | state, local budgets, other budgets not prohibited by law | Nedoboevskaya TG | 2025-2030 | 2 (average) | Nedoboivtsi, Shyrivtsi, Viladychna, and Zarazhnya villages will be connected to the WDS. Zarozhany No feasibility study available Approximate calculations made (expert opinion) | Nedoboevskaya TG | 2023 р.
127 | GWP 1, GWP 2, GWP 3 |  | 8.1.1., 8.1.2., 8.1.3 | КТМ - 1,4,8,13,16,21,24,25 | Construction of sewage treatment plants and drainage networks in the village of Stavchany Nedoboivska TG Dnister district, Chernivtsi region | General (mandatory) data about the CSP operator: 1. Balance sheet holder: Nedoboiv village council 2. EDRPOU code: 04416884 3. Water user code: not available 4. Information on the operation of the WWTP (as of 01.01.2023) discharged waste water per year, thousand cubic metres - total: 0 - without treatment: 0 - insufficiently treated: 0 - normatively clean (without cleaning): 0 - normatively treated at treatment plants: 0 - biological treatment: 0 - physical and chemical treatment: 0 - mechanical: 0 - capacity of treatment facilities, after which the waste water is discharged into water bodies: 0 including those that provide regulatory treatment: 0 capacity of treatment facilities, after treatment of which return (waste) water is discharged to irrigation fields, terrain, filtration fields, storage tanks and cesspools: 0 | 1. Number of sewage treatment systems (STS): - actual - 0 - plan - 1none - plan - MECH (1) / BIO (2) 3. Capacity of facilities after which wastewater is discharged into the surface water body (SWB) - actual - 0 thousand m3/day (0 million m3/year) - plan - 0.9 thousand m3/day (0.328 million m3/year) 4. Residual sediment (sludge) - actual - none - plan - treatment (partial recycling) 5. Stormwater drainage (SW) - collector-drainage water (rain and melt) - fact - absent - plan - treatment of storm water drainage system 6. Access to sanitation (connection of the population to the SSS (%) number of subscribers (population) of the territorial community (TC) - actual - 0% / 0 thousand people - plan - 100%/3.6 thousand people 7. Climate neutrality - plan - installation of modern energy-saving equipment | Nedoboiv village council | no | no | 3.6 | M5.3 Danube River Basin Region | M5.3.2 Prut River sub-basin | Chernivetska | Dniester | Nedoboevskaya | Cherlena River | UA_M5.3.2_0215 | without compromising environmental goals | not established | not established |  | х | [5 empty] | 0.9 | [5 empty] | 32 | 28.8 |  |  | 28.8 | 2023 | Drinking Water of Ukraine Programme | state, local budgets, other budgets not prohibited by law | Nedoboevskaya TG | 2025-2030 | 2 (average) | The following villages will be connected to the WSC: Dolyniany, vill. Stavchany No design and development plan available Approximate calculations made (expert opinion) | Nedoboevskaya TG | 2023 р.
128 | GWP 1, GWP 2, GWP 3 |  | 8.1.1., 8.1.2., 8.1.3 | КТМ - 1,4,8,13,16,21,24,25 | Construction of sewage treatment plants and drainage networks in Cherlenivka village, Vanchykovetska TG, Chernivtsi district, Chernivtsi region | General (mandatory) data on the CSP operator: 1. Balance holder: Vanchykovets village council 2. EDRPOU code: 04417582 3. Water user code: not available 4. Information on the operation of the WWTP (as of 01.01.2023) discharged waste water per year, thousand cubic metres - total: 0 - without treatment: 0 - insufficiently treated: 0 - normatively clean (without cleaning): 0 - normatively treated at treatment plants: 0 - biological treatment: 0 - physical and chemical treatment: 0 - mechanical: 0 - capacity of treatment facilities, after which the waste water is discharged into water bodies: 0 including those that provide regulatory treatment: 0 capacity of treatment facilities, after treatment of which return (waste) water is discharged to irrigation fields, terrain, filtration fields, storage tanks and cesspools: 0 | 1. Number of sewage treatment systems (STS): - actual - 1 - plan - 1 2. Method of wastewater treatment - actual - none - plan - MEH (1) / BIO (2) 3. Capacity of facilities after which wastewater is discharged to the surface water body (SWB) - actual - 0 thousand m3/day (0 million m3/year) - plan - 1.0 thousand m3/day (0.777 million m3/year) 4. Residual sediment (sludge) - actual - none - plan - treatment (partial recycling) 5. Stormwater drainage (SW) - collector-drainage water (rain and melt) - fact - not available - plan - treatment of storm water drainage system 6. Access to sanitation (connection of the population to the SSS (%) number of subscribers (population) of the territorial community (TC) - actual - 0 %/0 thousand people - plan - 100%/4.0 thousand people 7. Climate neutrality - plan - installation of modern energy-saving equipment | Vanchykovetska village council | no | no | 4 | M5.3 Danube River Basin Region | M5.3.2 Prut River sub-basin | Chernivetska | Chernivtsi | Vanchikovetska | Cherlena River | UA_M5.3.2_0216 | possibly at risk | not established | not established |  | х | [5 empty] | 1 | [5 empty] | 32 | 32 |  |  | 32 | 2023 | Drinking Water of Ukraine Programme | state, local budgets, other budgets not prohibited by law | Vanchikovetska TG | 2025-2030 | 2 (average) | The following villages will be connected to the PSC: Zhylivka, vlg. Forosna, village. Shcherbyntsi, Cherlenivka No design and development plan available Approximate calculations have been made (expert opinion) | Vanchikovetska TG | 2023 р.
129 | GWP 1, GWP 2, GWP 3 |  | 8.1.1., 8.1.2., 8.1.3 | КТМ - 1,4,8,13,16,21,24,25 | Construction of sewage treatment plants and drainage networks in Kruhlyk village, Khotyn TG, Dnister district, Chernivtsi region | General (mandatory) data on the CSP operator: 1. Balance sheet holder: Khotyn City Council 2. EDRPOU code: 04062205 3. Water user code: not available 4. Information on the operation of the WWTP (as of 01.01.2023) discharged waste water per year, thousand cubic metres - total: 0 - without treatment: 0 - insufficiently treated: 0 - normatively clean (without cleaning): 0 - normatively treated at treatment plants: 0 - biological treatment: 0 - physical and chemical treatment: 0 - mechanical: 0 - capacity of treatment facilities, after which the waste water is discharged into water bodies: 0 including those that provide regulatory treatment: 0 capacity of treatment facilities, after treatment of which return (waste) water is discharged to irrigation fields, terrain, filtration fields, storage tanks and cesspools: 0 | 1. Number of sewage treatment systems (STS): - actual - 0 - plan - 1 2. Method of wastewater treatment - actual - none - plan - MECH (1)/BIO (2) 3. Capacity of facilities after which wastewater is discharged to the surface water body (SWB) - actual - 0 thousand m3/day (0 million m3/year) - plan - 0.73 thousand m3/day (0.266 million m3/year) 4. Residual sediment (sludge) - actual - none - plan - treatment (partial recycling) 5. Stormwater drainage (SW) - collector-drainage water (rain and melt) - fact - not available - plan - treatment of storm water drainage system 6. Access to sanitation (connection of the population to the SSS (%) number of subscribers (population) of the territorial community (TC) - actual - 0 % / 0 thousand people - plan - 100%/2.9 thousand people 7. Climate neutrality - plan - installation of modern energy-saving equipment | Khotyn City Council | no | no | 2.9 | M5.3 Danube River Basin Region | M5.3.2 Prut River sub-basin | Chernivetska | Dniester | Khotynska | IZMPV, Shcherbintsy River | UA_M5.3.2_0220 | at risk | not established | not established |  | х | [5 empty] | 0.73 | [5 empty] | 31.8 | 23.2 |  |  | 23.2 | 2023 | Drinking Water of Ukraine Programme | state, local budgets, other budgets not prohibited by law | Khotynska TG | 2025-2030 | 2 (average) | Kruglyk and Pashkivtsi villages will be connected to the WSC No design and development plan available Estimates have been made (expert opinion) | Khotynska TG | 2023 р.
130 | GWP 1, GWP 2, GWP 3 |  | 8.1.1., 8.1.2., 8.1.3 | КТМ - 1,4,8,13,16,21,24,25 | Construction of sewage treatment plants and drainage networks in Yarivka village, Khotyn TG, Dnistrovskyi district, Chernivtsi region | General (mandatory) data on the CSP operator: 1. Balance sheet holder: Khotyn City Council 2. EDRPOU code: 04062205 3. Water user code: not available 4. Information on the operation of the WWTP (as of 01.01.2023) discharged waste water per year, thousand cubic metres - total: 0 - without treatment: 0 - insufficiently treated: 0 - normatively clean (without cleaning): 0 - normatively treated at treatment plants: 0 - biological treatment: 0 - physical and chemical treatment: 0 - mechanical: 0 - capacity of treatment facilities, after which the waste water is discharged into water bodies: 0 including those that provide regulatory treatment: 0 capacity of treatment facilities, after treatment of which return (waste) water is discharged to irrigation fields, terrain, filtration fields, storage tanks and cesspools: 0 | 1. Number of sewage treatment systems (STS): - actual - 0 - plan - 1 2. Method of wastewater treatment - actual - none - plan - MECH (1) / BIO (2) 3. Capacity of facilities after which wastewater is discharged to the surface water body (SWB) - actual - 0 thousand m3/day (0 million m3/year) - plan - 0.58 thousand m3/day (0.212 million m3/year) 4. Residual sediment (sludge) - actual - none - plan - treatment (partial recycling) 5. Stormwater drainage (SW) - collector-drainage water (rain and melt) - fact - not available - plan - treatment of storm water drainage system 6. Access to sanitation (connection of the population to the SSS (%) number of subscribers (population) of the territorial community (TC) - actual -0 % / 0 thousand people - plan - 100% / 2.3 thousand people 7. Climate neutrality - plan - installation of modern energy-saving equipment | Khotyn City Council | no | no | 2.3 | M5.3 Danube River Basin Region | M5.3.2 Prut River sub-basin | Chernivetska | Dniester | Khotynska | IZMPW, Stalineshti River | UA_M5.3.2_0224 | at risk | not established | not established |  | х | [5 empty] | 0.58 | [5 empty] | 31.72 | 18.4 |  |  | 18.4 | 2023 | Drinking Water of Ukraine Programme | state, local budgets, other budgets not prohibited by law | Khotynska TG | 2025-2030 | 2 (average) | Krutenky and Yarivka villages will be connected to the SPS No design and development plan available Estimates have been made (expert opinion) | Khotynska TG | 2023 р.
131 | GWP 1, GWP 2, GWP 3 |  | 8.1.1., 8.1.2., 8.1.3 | КТМ - 1,4,8,13,16,21,24,25 | Construction of sewage treatment plants and drainage networks in the village of Stalnivtsi Mamalyhivska TG Dnistrovskyi district, Chernivtsi region | General (mandatory) data about the CSP operator: 1. Balance sheet holder: Mamalyhiv village council 2. EDRPOU code: 04417659 3. Water user code: not available 4. Information on the operation of the WWTP (as of 01.01.2023) discharged waste water per year, thousand cubic metres - total: 0 - without treatment: 0 - insufficiently treated: 0 - normatively clean (without cleaning): 0 - normatively treated at treatment plants: 0 - biological treatment: 0 - physical and chemical treatment: 0 - mechanical: 0 - capacity of treatment facilities after treatment: 0 including those that provide regulatory treatment: 0 capacity of treatment facilities, after treatment of which return (waste) water is discharged to irrigation fields, terrain, filtration fields, storage tanks and cesspools: 0 | 1. Number of sewage treatment systems (STS): - actual - 0 - plan - 1 2. Method of wastewater treatment - actual - none - plan - MECH (1) / BIO (2) 3. Capacity of facilities after which wastewater is discharged to the surface water body (SWB) - actual - 0 thousand m3/day (0 million m3/year) - plan - 0.53 thousand m3/day (0.193 million m3/year) 4. Residual sediment (sludge) - actual - none - plan - treatment (partial recycling) 5. Stormwater drainage (SW) - collector-drainage water (rain and melt) - fact - not available - plan - treatment of storm water drainage system 6. Access to sanitation (connection of the population to the SSS (%) number of subscribers (population) of the territorial community (TC) - actual - 0 % / 0 thousand people - plan - 100%/2.1 thousand people 7. Climate neutrality - plan - installation of modern energy-saving equipment | Mamalyhivka village council | no | no | 2.1 | M5.3 Danube River Basin Region | M5.3.2 Prut River sub-basin | Chernivetska | Dniester | Mamalyhivska | IZMPW, Stalineshti River | UA_M5.3.2_0224 | at risk | not established | not established |  | х | [5 empty] | 0.53 | [5 empty] | 31.7 | 16.8 |  |  | 16.8 | 2023 | Drinking Water of Ukraine Programme Sustainable Development Strategy of Mamalyhivska Territorial Community for 2021-2027 | state, local budgets, other budgets not prohibited by law | Mamalygivska TG | 2025-2030 | 2 (average) | No design and construction project Estimated calculations (expert opinion) | Mamalygivska TG | 2023 р.
132 | GWP 1, GWP 2, GWP 3 |  | 8.1.1., 8.1.2., 8.1.3 | КТМ - 1,4,8,13,16,21,24,25 | Construction of sewage treatment plants and drainage networks in the village. Malynivka Novoselytska TG Chernivtsi district, Chernivtsi region | General (mandatory) data on the CSP operator: 1. Balance sheet holder: Novoselytsia City Council 2. EDRPOU code: 04062050 3. Water user code: not available 4. Information on the operation of the WWTP (as of 01.01.2023) discharged waste water per year, thousand cubic metres - total: 0 - without treatment: 0 - insufficiently treated: 0 - normatively clean (without cleaning): 0 - normatively treated at treatment plants: 0 - biological treatment: 0 - physical and chemical treatment: 0 - mechanical: 0 - capacity of treatment facilities, after which the waste water is discharged into water bodies: 0 including those that provide regulatory treatment: 0 capacity of treatment facilities, after treatment of which return (waste) water is discharged to irrigation fields, terrain, filtration fields, storage tanks and cesspools: 0 | 1. Number of sewage treatment systems (STS): - actual - 0 - plan - 1 2. Method of wastewater treatment - actual - none - plan - MECH (1) / BIO (2) 3. Capacity of facilities after which wastewater is discharged to the surface water body (SWB) - plan - 0 thousand m3/day (0 million m3/year) - plan - 0.85 thousand m3/day (0.310 million m3/year) 4. Residual sediment (sludge) - actual - none - plan - treatment (partial recycling) 5. Stormwater drainage (SW) - collector-drainage water (rain and melt) - fact - not available - plan - treatment of storm water drainage system 6. Access to sanitation (connection of the population to the SSS (%) number of subscribers (population) of the territorial community (TC) - actual - 0 % / 0 thousand people - plan - 100%/3.4 thousand people 7. Climate neutrality - plan - installation of modern energy-saving equipment | Novoselytsia City Council | no | no | 3.4 | M5.3 Danube River Basin Region | M5.3.2 Prut River sub-basin | Chernivetska | Chernivtsi | Novoselytska | Glodos River | UA_M5.3.2_0228 | possibly at risk | not established | not established |  | х | [5 empty] | 0.85 | [5 empty] | 32 | 27.2 |  |  | 27.2 | 2023 | Drinking Water of Ukraine Programme, Sustainable Development Strategy of Novoselytsia Municipal District for 2021-2029 | state, local budgets, other budgets not prohibited by law | Novoselytska TG | 2025-2030 | 2 (average) | Berestia village, Dovzhok village, and Malynivka village will be connected to the WSC. Malynivka No design and development plan available Estimates made (expert opinion) | Novoselytska TG | 2023 р.
133 | GWP 1, GWP 2, GWP 3 |  | 8.1.1., 8.1.2., 8.1.3 | КТМ - 1,4,8,13,16,21,24,25 | Construction of sewage treatment plants and water disposal networks in Koteleve village, Novoselytsia TG, Chernivtsi district, Chernivtsi region | General (mandatory) data about the CSP operator: 1. Balance sheet holder: Novoselytsia City Council 2. EDRPOU code: 04062050 3. Water user code: not available 4. Information on the operation of the WWTP (as of 01.01.2023) discharged waste water per year, thousand cubic metres - total: 0 - without treatment: 0 - insufficiently treated: 0 - normatively clean (without cleaning): 0 - normatively treated at treatment plants: 0 - biological treatment: 0 - physical and chemical treatment: 0 - mechanical: 0 - capacity of treatment facilities, after which the waste water is discharged into water bodies: 0 including those that provide regulatory treatment: 0 capacity of treatment facilities, after treatment of which return (waste) water is discharged to irrigation fields, terrain, filtration fields, storage tanks and cesspools: 0 | 1. Number of sewage treatment systems (STS): - actual - 0 - plan - 1 2. Method of wastewater treatment - actual - none - plan - MECH (1)/BIO (2) 3. Capacity of facilities after which wastewater is discharged to the surface water body (SWB) - plan - 0 thousand m3/day (0 million m3/year) - plan - 0.75 thousand m3/day (0.274 million m3/year) 4. Residual sediment (sludge) - actual - none - plan - treatment (partial recycling) 5. Stormwater drainage (SW) - collector-drainage water (rain and melt) - fact - not available - plan - treatment of stormwater drainage system 6. Access to sanitation (connection of the population to the SSS (%) number of subscribers (population) of the territorial community (TC) - actual - 0 % / 0 thousand people - plan - 100%/3.0 thousand people 7. Climate neutrality - plan - installation of modern energy-saving equipment | Novoselytsia City Council | no | no | 3 | M5.3 Danube River Basin Region | M5.3.2 Prut River sub-basin | Chernivetska | Chernivtsi | Novoselytska | Glodos River | UA_M5.3.2_0228 | possibly at risk | not established | not established |  | х | [5 empty] | 0.75 | [5 empty] | 32 | 24 |  |  | 24 | 2023 | Drinking Water of Ukraine Programme, Sustainable Development Strategy of Novoselytsia Municipal District for 2021-2029 | state, local budgets, other budgets not prohibited by law | Novoselytska TG | 2025-2030 | 2 (average) | There is no design and construction project, approximate calculations have been made (expert opinion) | Novoselytska TG | 2023 р.
134 | GWP 1, GWP 2, GWP 3 |  | 8.1.1., 8.1.2., 8.1.3 | КТМ - 1,4,8,13,16,21,24,25 | Construction of sewage treatment plants and drainage networks in Podvirne village, Mamalyhivska TG, Dnistrovskyi district, Chernivtsi region | General (mandatory) data on the CSP operator: 1. Balance sheet holder: Mamalyhiv village council 2. EDRPOU code: 04417659 3. Water user code: not available 4. Information on the operation of the WWTP (as of 01.01.2023) discharged waste water per year, thousand cubic metres - total: 0 - without treatment: 0 - insufficiently treated: 0 - normatively clean (without cleaning): 0 - normatively treated at treatment plants: 0 - biological treatment: 0 - physical and chemical treatment: 0 - mechanical: 0 - capacity of treatment facilities after treatment: 0 including those that provide regulatory treatment: 0 capacity of treatment facilities, after treatment of which return (waste) water is discharged to irrigation fields, terrain, filtration fields, storage tanks and cesspools: 0 | 1: Number of sewage treatment systems (STS): - actual - 0 - plan - 1 2. Method of wastewater treatment - actual - none - plan - MEH (1)/BIO (2) 3. Capacity of facilities after which wastewater is discharged to the surface water body (SWB) - actual - 0 thousand m3/day (0 million m3/year) - plan - 0.6 thousand m3/day (0.219 million m3/year) 4. Residual sediment (sludge) - actual - none - plan - treatment (partial recycling) 5. Stormwater drainage (SW) - collector-drainage water (rain and melt) - fact - not available - plan - treatment of storm water drainage system 6. Access to sanitation (connection of the population to the SSS (%) number of subscribers (population) of the territorial community (TC) - actual - 0% / 0 thousand people - plan - 100%/2.4 thousand people 7. Climate neutrality - plan - installation of modern energy-saving equipment | Mamalyhivka village council | no | no | 2.4 | M5.3 Danube River Basin Region | M5.3.2 Prut River sub-basin | Chernivetska | Dniester | Mamalyhivska | Patsapule River | UA_M5.3.2_0231 | at risk | not established | not established | Ryabchik customer | х | [5 empty] | 0.6 | [5 empty] | 32 | 19.2 |  |  | 19.2 | 2023 | Drinking Water of Ukraine Programme Sustainable Development Strategy of Mamalyhivska Territorial Community for 2021-2027 | state, local budgets, other budgets not prohibited by law | Mamalygivska TG | 2025-2030 | 2 (average) | There is no design and construction project, approximate calculations have been made (expert opinion) | Mamalygivska TG | 2023 р.
135 | GWP 1, GWP 2, GWP 3 | - | 8.1.1., 8.1.2., 8.1.3 | КТМ - 1,4,8,13,16,21,24,25 | Construction of sewage treatment plants and drainage networks in the village of Zelena Livynetska TG Dnistrovskyi district, Chernivtsi region | General (mandatory) data on the CSP operator: 1. Balance sheet holder: Municipal enterprise "Dobrobut 2012" 2. EDRPOU code: 36750064 3. Water user code: 770472 4. Information on the operation of the WTP (as of 01.01.2023) Waste water discharged per year, million cubic metres - total: 0 - without treatment: 0 - insufficiently treated :0 - normatively clean (without cleaning): 0 - normatively treated at treatment plants: 0 - biological treatment: 0 - physical and chemical treatment: 0 - mechanical: 0 - capacity of treatment facilities, after treatment of which return (waste) water is discharged into water bodies: 0 including those that provide regulatory treatment: 0 capacity of treatment facilities, after treatment of which waste water is discharged to irrigation fields, terrain, filtration fields, storage tanks and cesspools: 0 | Number of sewage treatment systems (STS): - actual - 0 - planned - 1 2. Method of wastewater treatment - actual - none - plan - MEH (1)/BIO (2) 3. Capacity of facilities after which wastewater is discharged to the surface water body (SWB) - actual - 0 thousand m3/day (0 million m3/year) - plan - 0.5 thousand m3/day (0.182 million m3/year) 4. Residual sediment (sludge) - actual - none - plan - treatment (partial processing) 5. Stormwater drainage (SW) - collector-drainage water (rain and melt) - fact - not available - plan - treatment of storm water drainage system 6. Access to sanitation (connection of the population to the SSS (%) number of subscribers (population) of the territorial community (TC) - actual - 0 % / 0 thousand people - plan - 100 % / 2.0 thousand people 7. Climate neutrality - plan - installation of modern energy-saving equipment | Dobrobut 2012 utility company | no | no | 2 | M5.3 Danube River Basin Region | M5.3.2 Prut River sub-basin | Chernivetska | Dniester | Livinetska | Zelena River | UA_M5.3.2_0233 | without compromising environmental goals | not established | not established |  | х | [5 empty] | 0.5 | [5 empty] | 32 | 16 |  |  | 16 | 2023 | Drinking Water Programme | state, local budgets, other budgets not prohibited by law | Dobrobut 2012 utility company | 2025-2030 | 2 (average) | No design and construction project Estimated calculations (expert opinion) | Livinetska TG | 2023 р.
136 | GWP 1, GWP 2, GWP 3 | - | 8.1.1., 8.1.2., 8.1.3 | КТМ - 1,4,8,13,16,21,24,25 | Construction of sewage treatment plants and water disposal networks in Pidvirivka Livynetska TG, Dnister district, Chernivtsi region | General (mandatory) data on the CCO operator: 0,0 1. Balance sheet holder: Livynets village council 2. State registration code: 04418794 3. Water user code: not available 4. Information on the operation of the WWTP (as of 01.01.2023) discharged waste water per year, thousand cubic metres - total: 0 - without treatment: 0 - insufficiently treated,0 - normatively clean (without treatment): 0 - normatively treated at treatment plants: 0 - biological treatment: 0 - physical and chemical treatment: 0 - mechanical: 0 - capacity of treatment facilities, after which the waste water is discharged into water bodies: 0 including those that provide regulatory treatment: 0 capacity of treatment facilities, after treatment of which the return (waste) water is discharged to irrigation fields, terrain, filtration fields, storage tanks and cesspools: 0 | Number of sewage treatment systems (STS): - actual - 0 - planned - 1 2. Method of wastewater treatment - actual - none - plan - MECH (1) / BIO (2) 3. Capacity of facilities after which wastewater is discharged to the surface water body (SWB) - actual - 0 thousand m3/day (0 million m3/year) - plan - 0.6 thousand m3/day (0.219 million m3/year) 4. Residual sediment (sludge) - actual - none - plan - treatment (partial recycling) 5. Stormwater drainage (SWD) - collector-drainage water (rain and melt) - fact - not available - plan - treatment of storm water drainage system 6. Access to sanitation (connection of the population to the SSS (%) number of subscribers (population) of the territorial community (TC) - actual - 0 % / 0 thousand people - plan - 100 % 2.3 thousand people 7. Climate neutrality - plan - installation of modern energy-saving equipment | Livynets village council | no | no | 2,3 | M5.3 Danube River Basin Region | M5.3.2 Prut River sub-basin | Chernivetska | Dniester | Livinetska | Medvedka River | UA_M5.3.2_0235 | without compromising environmental goals | not established | not established | Ryabchik customer | х | [5 empty] | 0.6 | [5 empty] | 30.7 | 18.4 |  |  | 18.4 | 2023 | Drinking Water Programme | state, local budgets, other budgets not prohibited by law | Livinetska TG | 2023-2025 | 2 (average) | No design and construction project Estimated calculations (expert opinion) | Livinetska TG | 2023 р.
137 | GWP 1, GWP 2, GWP 3 | - | 8.1.1., 8.1.2., 8.1.3 | КТМ - 1,4,8,13,16,21,24,25 | Construction of sewage treatment plants and drainage networks in the village of Lukachivka Kelmenetska TG Dnistrovskyi district, Chernivtsi region | General (mandatory) data about the CSP operator: 1. Balance sheet holder: Kelmenets village council 2. EDRPOU code: 04417010 3. Water user code: not available 4. Information on the operation of the WWTP (as of 01.01.2023) discharged waste water per year, thousand cubic metres - total: 0 - without treatment: 0 - insufficiently treated: 0 - normatively clean (without cleaning): 0 - normatively treated at treatment plants: 0 - biological treatment: 0 - physical and chemical treatment: 0 - mechanical: 0 - capacity of treatment facilities, after treatment of which return (waste) water is discharged into water bodies: 0 including those that provide regulatory treatment: 0 capacity of treatment facilities, after treatment of which waste water is discharged to irrigation fields, terrain, filtration fields, storage tanks and cesspools: 0 | 1: Number of sewage treatment systems (STS): - actual - 0 - plan - 1 2. Method of wastewater treatment - actual - none - plan - MEH (1) / BIO (2) 3. Capacity of facilities after which wastewater is discharged to the surface water body (SWB) - actual - 0 thousand m3/day (0 million m3/year) - plan - 1.4 thousand m3/day (0.511 million m3/year) 4. Residual sediment (sludge) - actual - none - plan - treatment (partial recycling) 5. Stormwater drainage (SW) - collector-drainage water (rain and melt) - fact - not available - plan - treatment of storm water drainage system 6. Access to sanitation (connection of the population to the SSS (%) number of subscribers (population) of the territorial community (TC) - actual -0 % /0 thousand people - plan - 100% /5.5 thousand people 7. Climate neutrality - plan - installation of modern energy-saving equipment | Kelmenets village council | no | no | 5.5 | M5.3 Danube River Basin Region | M5.3.2 Prut River sub-basin | Chernivetska | Dniester | Kelmenetska | Viliya river Viliya river Viliya river Viliya | UA_M5.3.2_0237 UA_M5.3.2_0238 UA_M5.3.2_0239 | at risk no risk no risk | not established | not established | [7 empty] | 1.4 | [5 empty] | 31.43 | 44 |  |  | 44 | 2023 | Drinking Water Programme | state, local budgets, other budgets not prohibited by law | Kelmenetska TG | 2025-2030 | 2 (average) | The following villages will be connected to the SPS: Burdyug, Vovchynets, and Nelipivtsi. Nelipivtsi, Brailivka village, Lukachivka village. Lukachivka No design and development plan, approximate calculations made (expert opinion) | Kelmenetska TG | 2023 р.
138 | GWP 1, GWP 2, GWP 3 |  | 8.1.1., 8.1.2., 8.1.3 | КТМ - 1,4,8,13,16,21,24,25 | Construction of sewage treatment plants and drainage networks in Vashkivtsi village Vashkovetska TG, Dnistrovskyi district, Chernivtsi region | General (mandatory) data about the CSP operator: 1. Balance holder: Vashkovets village council 2. EDRPOU code: 04417889 3. Water user code: not available 4. Information on the operation of the WWTP (as of 01.01.2023) discharged waste water per year, thousand cubic metres - total: 0 - without treatment: 0 - insufficiently treated: 0 - normatively clean (without cleaning): 0 - normatively treated at treatment plants: 0 - biological treatment: 0 - physical and chemical treatment: 0 - mechanical: 0 - capacity of treatment facilities, after treatment of which the return (waste) water is discharged into water bodies: 0 including those that provide regulatory treatment: 0 capacity of treatment facilities, after treatment of which the return (waste) water is discharged to irrigation fields, terrain, filtration fields, storage tanks and cesspools: 0 | 1: Number of sewage treatment systems (STS): - actual - 0 - plan - 1 2. Method of wastewater treatment - actual - none - plan - MEH (1)/BIO (2) 3. Capacity of facilities after which wastewater is discharged to the surface water body (SWB) - actual - 0 thousand m3/day (0 million m3/year) - plan - 0.93 thousand m3/day (0.340 million m3/year) 4. Residual sediment (sludge) - actual - none - plan - treatment (partial recycling) 5. Stormwater drainage (SW) - collector-drainage water (rain and melt) - fact - not available - plan - treatment of storm water drainage system 6. Access to sanitation (connection of the population to the SSS (%) number of subscribers (population) of the territorial community (TC) - actual - 0 % / 0 thousand people - plan - 100% / 3.7 thousand people 7. Climate neutrality - plan - installation of modern energy-saving equipment | Vashkovetska village council | no | no | 3.7 | M5.3 Danube River Basin Region | M5.3.2 Prut River sub-basin | Chernivetska | Dniester | Vashkovetska | Lopatinka River | UA_M5.3.2_0242 | at risk | not established | not established |  | х | [5 empty] | 0.93 | [5 empty] | 31.82 | 29.6 |  |  | 29.6 | 2023 | Drinking Water of Ukraine Programme | state, local budgets, other budgets not prohibited by law | Vashkovetska TG | 2025-2030 | 2 (average) | There is no design and construction project, approximate calculations have been made (expert opinion) | BOULEVARD of the Prut and Siret | 2023 р.
139 | GWP 1, GWP 2, GWP 3 | - | 8.1.1., 8.1.2., 8.1.3 | КТМ - 1,4,8,13,16,21,24,25 | Construction of sewage treatment facilities in the city of Storozhynets Storozhynetska TG Chernivtsi district, Chernivtsi region | General mandatory data on the CSP operator: 1.Balance sheet holder: Municipal enterprise "Storozhynets housing and communal services" 2.EDRPOU code: 35221651 3.Water user code: 770293 4.Information on the operation of the WTP (01.01.2023) Wastewater discharged per year thousand m3 total: 150.6 - without treatment: 0 - insufficiently treated: 150.6 - normatively clean (without treatment): 0 - normatively treated at treatment plants: 0 - biological treatment: - Physical and chemical treatment: 0 - mechanical: 0 - capacity of treatment facilities after treatment from which waste water is discharged into water bodies: 670.0 including those that provide regulatory treatment: 0 - capacity of treatment facilities, after treatment of which wastewater is discharged to irrigation fields, filtration fields, storage tanks and cesspools: 0 | 1. Number of sewage treatment systems (STS) - actual - 2 - plan - 1 2. Method of wastewater treatment - actual - MECH (1)/BIO (2) - plan - MECH (1)/BIO (2)/TRO (3) 3. Capacity of facilities after which wastewater is discharged to the WWTP - actual - 1.8 thousand m3/day (0.670 million m3/year) - plan - 2.52 thousand m3/day (0.920 million m3/year) 4. Residual sludge (sludge) - actual - untreated (storage) - plan - treatment (partial processing) 5. Stormwater drainage (SWD) - collector-drainage water (rain and melt) - fact - absent - plan - treatment of stormwater drainage system 6. Access to sanitation (connection of the population to the SSS (%) number of subscribers (population) of the territorial community (TC) - actual - 62.0%/8.8 thousand people - plan - 71.0%/10.1 thousand people 7. Climate neutrality - actual - use of outdated pumping equipment - plan - replacement of equipment, installation of modern energy-saving equipment | Municipal Enterprise "Storozhynetske Housing and Communal Services" | no | no | 10.1 | M5.3 Danube River Basin Region | M5.3.3 Siret River sub-basin | Chernivetska | Chernivtsi | Storozhynetska | Siret River | UA_M5.3.3_0005 | at risk | not established | not established |  | х | [5 empty] | 2.52 | [5 empty] | 72.14 | 181.8 |  |  | 181.8 | 2023 р. | The Drinking Water of Ukraine Programme, the Comprehensive Environmental Protection Programme "Ecology" in Chernivtsi Oblast for 2022-2026, and the Development Strategy of the Storozhynets Territorial Community until 2027 | state, local budgets, other budgets not prohibited by law | Municipal Enterprise "Storozhynetske Housing and Communal Services" | 2025-2027 | 2 (average) | Developed by the project team, 2017 | Storozhynetska TG | 2023 р.
140 | GWP 1, GWP 2, GWP 3 | - | 8.1.1., 8.1.2., 8.1.3 | КТМ - 1,4,8,13,16,21,24,25 | Construction of sewage treatment plants and drainage networks in the village of Lukavtsi Beregometska TG Vyzhnytsia district, Chernivtsi region | General (mandatory) data on the CSP operator: 1. Balance holder: Beregomet village council 2. EDRPOU code: 04416996 3. Water user code: not available 4. Information on the operation of the WWTP (as of 01.01.2023) discharged waste water per year, thousand cubic metres - Total: 0 - without treatment: 0 - insufficiently treated: 0 - normatively clean (without cleaning): 0 - normatively treated at treatment plants: 0 - biological treatment: 0 - physical and chemical treatment: 0 - capacity of wastewater treatment facilities, after which the waste water is discharged into water bodies: 0 including those that provide regulatory treatment: 0 - capacity of treatment facilities, after treatment of which wastewater is discharged to irrigation fields, filtration fields, storage tanks and cesspools: 0 | 1. Number of sewage treatment systems (STS) - actual - 0 - plan - 1 2. Method of wastewater treatment - actual - none - plan - MECH(1)/BIO(2) 3. Capacity of the facilities after which wastewater is discharged to the WWTP - actual - 0 thousand m3/day (0 million m3/year) - plan - 0.65 thousand m3/day (0.237 million m3/year) 4. Residual sediment (sludge) - actual - not available - plan - treatment (partial recycling) 5. Stormwater drainage (SW) - no water mechanical /MEH(1) - fact - none - plan - cleaning of the storm water drainage system 6. Access to sanitation (connection of the population to the SSS (%) number of subscribers (population) of the territorial community (TC) - actual - 0%/0 thousand people - plan - 100%/2.6 thousand people 7. Climate neutrality - plan - installation of modern energy-saving equipment | Beregomet village council | no | no | 2.6 | M5.3 Danube River Basin Region | M5.3.3 Siret River sub-basin | Chernivetska | Vyzhnytskyi | Beregometska | Siret River | UA_M5.3.3_0005 | at risk | not established | not established |  | х | [5 empty] | 0.65 | [5 empty] | 32 | 20.8 |  |  | 20.8 | 2023 р. | Drinking Water Programme | state, local budgets, other budgets not prohibited by law | Beregometska TG | 2025-2030 | 2 (average) | No design and construction project Estimated calculations (expert opinion) | Beregometska TG | 2023 р.
141 | GWP 1, GWP 2, GWP 3 | - | 8.1.1., 8.1.2., 8.1.3 | КТМ - 1,4,8,13,16,21,24,25 | Construction of sewage treatment plants and drainage networks in Karapchiv village Karapchivska TG, Chernivtsi district, Chernivtsi region | General (mandatory) data about the CSP operator: 1. Balance sheet holder: Karapchiv village council 2. EDRPOU code: 04417091 3. Water user code: not available 4. Information on the operation of the WWTP (as of 01.01.2023) discharged waste water per year, thousand cubic metres - total: 0 - without treatment: 0 - insufficiently treated: 0 - normatively clean (without cleaning): 0 - normatively treated at treatment plants: 0 - biological treatment: 0 - physical and chemical treatment: 0 - mechanical: 0 - capacity of treatment facilities, after which the waste water is discharged into water bodies: 0.0 thousand cubic metres including those that provide regulatory treatment: 0 capacity of treatment facilities, after treatment of which return (waste) water is discharged to irrigation fields, terrain, filtration fields, storage tanks and cesspools: 0 | 1. Number of sewage treatment systems (STS): - actual - 0 - plan - 1 2. Method of wastewater treatment - actual - none - plan - MECH (1) / BIO (2) 3. Capacity of facilities after which wastewater is discharged to the surface water body (SWB) - actual - 0 thousand m3/day (0 million m3/year) - plan - 1.1 thousand m3/day (0.402 million m3/year) 4. Residual sediment (sludge) - actual - none - plan - treatment (partial recycling) 5. Stormwater drainage (SWD) - collector-drainage water (rain and melt) - fact - not available - plan - treatment of storm water drainage system 6. Access to sanitation (connection of the population to the SSS (%) number of subscribers (population) of the territorial community (TC) - actual - 0% / 0 thousand people - plan - 100% / 4.4 thousand people 7. Climate neutrality - plan - installation of modern energy-saving equipment | Karapchiv village council | no | no | 4.4 | M5.3 Danube River Basin Region | M5.3.3 Siret River sub-basin | Chernivetska | Chernivtsi | Karapchivska | Siret River | UA_M5.3.3_0005 | at risk | not established | not established |  | х | [5 empty] | 1.1 | [5 empty] | 32 | 35.2 |  |  | 35.2 | 2023 р. | Drinking Water of Ukraine Programme | state, local budgets, other budgets not prohibited by law | Karapchivska TG | 2025-2030 | 2 (average) | No design and construction project Estimated calculations (expert opinion) | Karapchivska TG | 2023 р.
142 | GWP 1, GWP 2, GWP 3 | - | 8.1.1., 8.1.2., 8.1.3 | КТМ - 1,4,8,13,16,21,24,25 | Construction of sewage treatment plants and drainage networks in the village of Panka Storozhynetska TG, Chernivtsi district, Chernivtsi region | General (mandatory) data about the CSP operator: 1. Balance sheet holder: Storozhynets City Council 2. EDRPOU code: 04062179 3. Water user code: not available 4. Information on the operation of the WWTP (as of 01.01.2023) discharged waste water per year, thousand cubic metres - total: 0 - without treatment: 0 - insufficiently treated: 0 - normatively clean (without treatment): 0 - normatively treated at treatment plants: 0 - biological treatment: 0 - physical and chemical treatment: 0 - mechanical: 0 - capacity of treatment facilities, after treatment of which return (waste) water is discharged into water bodies: 0 including those that provide regulatory treatment: 0 capacity of treatment facilities, after treatment of which the return (waste) water is discharged to irrigation fields, terrain, filtration fields, storage tanks and cesspools: 0 | Number of sewage treatment systems (STS): - actual - 0 - planned - 1 2. Method of wastewater treatment - actual - none - plan - MEH (1)/BIO (2) 3. Capacity of facilities after which wastewater is discharged to the surface water body (SWB) - actual - 0 thousand m3/day (0 million m3/year) - plan - 0.63 thousand m3/day (0.230 million m3/year) 4. Residual sediment (sludge) - actual - none - plan - treatment (partial recycling) 5. Stormwater drainage (SW) - collector-drainage water (rain and melt) - fact - not available - plan - treatment of storm water drainage system 6. Access to sanitation (connection of the population to the SSS (%) number of subscribers (population) of the territorial community (TC) - actual - 0 % / 0 thousand people - plan - 100 % / 2.5 thousand people 7. Climate neutrality - plan - installation of modern energy-saving equipment | Storozhynets City Council | no | no | 2.5 | M5.3 Danube River Basin Region | M5.3.3 Siret River sub-basin | Chernivetska | Chernivtsi | Storozhynetska | Siret River | UA_M5.3.3_0005 | at risk | not established | not established |  | х | [5 empty] | 0.63 | [5 empty] | 31.7 | 20 |  |  | 20 | 2023 р. | Drinking Water of Ukraine Programme, Storozhynets Territorial Community Development Strategy until 2027 | state, local budgets, other budgets not prohibited by law | Storozhynetska TG | 2025-2027 | 2 (average) | No design and construction project Estimated calculations (expert opinion) | Storozhynetska TG | 2023 р.
143 | GWP 1, GWP 2, GWP 3 | - | 8.1.1., 8.1.2., 8.1.3 | КТМ - 1,4,8,13,16,21,24,25 | Construction of sewage treatment plants and drainage networks in the village of Ropcha Storozhynetska TG Chernivtsi district, Chernivtsi region | General (mandatory) data about the CSP operator: 1. Balance sheet holder: Storozhynets City Council 2. EDRPOU code: 04062179 3. Water user code: not available 4. Information on the operation of the WWTP (as of 01.01.2023) discharged waste water per year, thousand cubic metres - total: 0 - without treatment: 0 - insufficiently treated: 0 - normatively clean (without treatment): 0 - normatively treated at treatment plants: 0 - biological treatment: 0 - physical and chemical treatment: 0 - mechanical: 0 - capacity of treatment facilities, after treatment of which return (waste) water is discharged into water bodies: 0 including those that provide regulatory treatment: 0 capacity of treatment facilities, after treatment of which the return (waste) water is discharged to irrigation fields, terrain, filtration fields, storage tanks and cesspools: 0 | 1. Number of sewage treatment systems (STS): - actual - 0 - plan - 1 2. Method of wastewater treatment - actual - none - plan - MECH (1) / BIO (2) 3. Capacity of facilities after which wastewater is discharged to the surface water body (SWB) - actual - 0 thousand m3/day (0 million m3/year) - plan - 0.85 thousand m3/day (0.310 million m3/year) 4. Residual sediment (sludge) - actual - none - plan - treatment (partial recycling) 5. Storm sewerage (SS) - collector-drainage water (rain and melt) - fact - not available - plan - treatment of storm water drainage system 6. Access to sanitation (connection of the population to the SSS (%), number of subscribers (population) of the territorial community (TC) - actual -0 % /0 thousand people - plan - 100%/3.4 thousand people 7. Climate neutrality - plan - installation of modern energy-saving equipment | Storozhynets City Council | no | no | 3.4 | M5.3 Danube River Basin Region | M5.3.3 Siret River sub-basin | Chernivetska | Chernivtsi | Storozhynetska | Siret River | UA_M5.3.3_0005 | at risk | not established | not established |  | х | [5 empty] | 0.85 | [5 empty] | 32 | 27.2 |  |  | 27.2 | 2023 р. | Drinking Water of Ukraine Programme, Storozhynets Territorial Community Development Strategy until 2027 | state, local budgets, other budgets not prohibited by law | Storozhynetska TG | 2025-2027 | 2 (average) | No design and construction project Estimated calculations (expert opinion) | Storozhynetska TG | 2023 р.
144 | GWP 1, GWP 2, GWP 3 | - | 8.1.1., 8.1.2., 8.1.3 | КТМ - 1,4,8,13,16,21,24,25 | Construction of sewage treatment plants and water disposal networks in the village of Stara Zhadova Storozhynetska TG Chernivtsi district, Chernivtsi region | General (mandatory) data about the CSP operator: 1. Balance sheet holder: Storozhynets City Council 2. EDRPOU code: 04062179 3. Water user code: not available 4. Information on the operation of the WWTP (as of 01.01.2023) discharged waste water per year, thousand cubic metres - total: 0 - without treatment: 0 - insufficiently treated: 0 - normatively clean (without treatment): 0 - normatively treated at treatment plants: 0 - biological treatment: 0 - physical and chemical treatment: 0 - mechanical: 0 - capacity of treatment facilities, after treatment of which return (waste) water is discharged into water bodies: 0 including those that provide regulatory treatment: 0 capacity of treatment facilities, after treatment of which the return (waste) water is discharged to irrigation fields, terrain, filtration fields, storage tanks and cesspools: 0 | Number of sewage treatment systems (STS): - actual - 0 - planned - 1 2. Method of wastewater treatment - actual - none - plan - MECH (1)/BIO (2) 3. Capacity of facilities after which wastewater is discharged to the surface water body (SWB) - actual - 0 thousand m3/day (0 million m3/year) - plan - 0.6 thousand m3/day (0.219 million m3/year) 4. Residual sediment (sludge) - actual - none - plan - treatment (partial recycling) 5. Stormwater drainage (SW) - collector-drainage water (rain and melt) - fact - not available - plan - treatment of storm water drainage system 6. Access to sanitation (connection of the population to the SSS (%) number of subscribers (population) of the territorial community (TC) - actual - 0 % / 0 thousand people - plan - 100% /2.4 thousand people 7. Climate neutrality - plan - installation of modern energy-saving equipment | Storozhynets City Council | no | no | 2.4 | M5.3 Danube River Basin Region | M5.3.3 Siret River sub-basin | Chernivetska | Chernivtsi | Storozhynetska | Siret River | UA_M5.3.3_0005 | at risk | not established | not established |  | х | [5 empty] | 0.6 | [5 empty] | 32 | 19.2 |  |  | 19.2 | 2023 р. | Drinking Water of Ukraine Programme, Storozhynets Territorial Community Development Strategy until 2027 | state, local budgets, other budgets not prohibited by law | Storozhynetska TG | 2025-2027 | 2 (average) | No design and construction project Estimated calculations (expert opinion) | Storozhynetska TG | 2023 р.
145 | GWP 1, GWP 2, GWP 3 | - | 8.1.1., 8.1.2., 8.1.3 | КТМ - 1,4,8,13,16,21,24,25 | Construction of sewage treatment plants and drainage networks in Berehomet village Berehometska TG Vyzhnytskyi district, Chernivtsi region | General (mandatory) data on the CSP operator: 1. Balance holder: Beregomet village council 2. EDRPOU code: 04416996 3. Water user code: not available 4. Information on the operation of the WWTP (as of 01.01.2023) discharged waste water per year, thousand cubic metres - Total: 0 - without treatment: 0 - insufficiently treated: 0 - normatively clean (without cleaning): 0 - normatively treated at treatment plants: 0 - biological treatment: 0 - physical and chemical treatment: 0 - capacity of wastewater treatment facilities, after which the waste water is discharged into water bodies: 0 including those that provide regulatory treatment: 0 - capacity of treatment facilities, after treatment of which wastewater is discharged to irrigation fields, filtration fields, storage tanks and cesspools: 0 | 1. Number of sewage treatment systems (STS) - actual - 0 - plan - 1 2. Method of wastewater treatment - actual - none - plan - MECH(1)/BIO(2) 3. Capacity of the facilities after which wastewater is discharged to the WWTP - actual - 0 thousand m3/day (0 million m3/year) - plan - 1.93 thousand m3/day (0.704 million m3/year) 4. Residual sediment (sludge) - actual - none - plan - treatment (partial recycling) 5. Stormwater drainage (SW) - no water mechanical /MEH(1) - fact - none - plan - cleaning of the storm water drainage system 6. Access to sanitation (connection of the population to the SSS (%) number of subscribers (population) of the territorial community (TC) - actual - 0%/0 thousand people - plan - 100%/7.7 thousand people 7. Climate neutrality - plan - installation of modern energy-saving equipment | Beregomet village council | no | no | 7.7 | M5.3 Danube River Basin Region | M5.3.3 Siret River sub-basin | Chernivetska | Vyzhnytskyi | Beregometska | Siret River | UA_M5.3.3_0005 | at risk | not established | not established |  | х | [5 empty] | 1.93 | [5 empty] | 31.92 | 61.6 |  |  | 61.6 | 2023 р. | Drinking Water Programme | state, local budgets, other budgets not prohibited by law | Beregometska TG | 2025-2030 | 2 (average) | No design and construction project Estimated calculations (expert opinion) | Beregometska TG | 2023 р.
146 | GWP 1, GWP 2, GWP 3 | - | 8.1.1., 8.1.2., 8.1.3 | КТМ - 1,4,8,13,16,21,24,25 | Construction of sewage treatment plants and drainage networks in the village of Myhove Berehometska TG Vyzhnytsia district, Chernivtsi region | General (mandatory) data on the CSP operator: 1. Balance holder: Beregomet village council 2. EDRPOU code: 04416996 3. Water user code: not available 4. Information on the operation of the WWTP (as of 01.01.2023) discharged waste water per year, thousand cubic metres - Total: 0 - without treatment: 0 - insufficiently treated: 0 - normatively clean (without cleaning): 0 - normatively treated at treatment plants: 0 - biological treatment: 0 - physical and chemical treatment: 0 - capacity of wastewater treatment facilities, after which the waste water is discharged into water bodies: 0 including those that provide regulatory treatment: 0 - capacity of treatment facilities, after treatment of which wastewater is discharged to irrigation fields, filtration fields, storage tanks and cesspools: 0 | 1. Number of sewage treatment systems (STS) - actual - 0 - plan - 1 2. Method of wastewater treatment - actual - none - plan - MECH(1)/BIO(2) 3. Capacity of the facilities after which wastewater is discharged to the WWTP - actual - 0 thousand m3/day (0 million m3/year) - plan - 0.93 thousand m3/day (0.339 million m3/year) 4. Residual sediment (sludge) - actual - none - plan - treatment (partial recycling) 5. Stormwater drainage (SW) - no water mechanical /MEH(1) - fact - none - plan - cleaning of the storm water drainage system 6. Access to sanitation (connection of the population to the SSS (%) number of subscribers (population) of the territorial community (TC) - actual - 0%/0 thousand people - plan - 100%/3.7 thousand people 7. Climate neutrality - plan - installation of modern energy-saving equipment | Beregomet village council | no | no | 3.7 | M5.3 Danube River Basin Region | M5.3.3 Siret River sub-basin | Chernivetska | Vyzhnytskyi | Beregometska | Siret River | UA_M5.3.3_0005 | at risk | not established | not established |  | х | [5 empty] | 0.93 | [5 empty] | 31.83 | 29.6 |  |  | 29.6 | 2023 р. | Drinking Water Programme | state, local budgets, other budgets not prohibited by law | Beregometska TG | 2025-2030 | 2 (average) | No design and construction project Estimated calculations (expert opinion) | Beregometska TG | 2023 р.
147 | GWP 1, GWP 2, GWP 3 | - | 8.1.1., 8.1.2., 8.1.3 | КТМ - 1,4,8,13,16,21,24,25 | Construction of sewage treatment plants and drainage networks in Cherepkivtsi village Hlybotska TG Chernivtsi district, Chernivtsi region | General (mandatory) data on the CCO operator 1. Balance sheet holder: Hlyboka village council 2. EDRPOU code: 04417004 3. Water user code: not available 4. Information on the operation of the WWTP (as of 01.01.2023) discharged waste water per year, thousand cubic metres - Total: 0 - without treatment: 0 - insufficiently treated: 0 - normatively clean (without cleaning): 0 - normatively treated at treatment plants: 0 - biological treatment: 0 - physical and chemical treatment: 0 - capacity of wastewater treatment facilities, after which the waste water is discharged into water bodies: 0 including those that provide regulatory treatment: 0 - capacity of treatment facilities, after treatment of which the return (waste) water is discharged to irrigation fields, terrain, filtration fields, storage tanks and cesspools: 0 | 1. Number of sewage treatment systems (STS) - actual - 0 - plan - 1 2. Method of wastewater treatment - actual - none - plan - MECH(1)/BIO(2) 3. Capacity of the facilities after which wastewater is discharged to the WWTP - actual - 0 thousand m3/day (0 million m3/year) - plan - 0.53 thousand m3/day (0.193 million m3/year) 4. Residual sediment (sludge) - actual - none - plan - treatment (partial recycling) 5. Stormwater drainage (SW) - collector-drainage water (rain and melt) - fact - not available - plan - additional treatment of CS/ MEH(1)/BIO(2) 6. Access to sanitation (connection of the population to the SSS (%) number of subscribers (population) of the territorial community (TC) - actual - 0%/0 thousand people - plan - 18%/2.1 thousand people 7. Climate neutrality - actual - use of outdated pumping equipment - plan - replacement of equipment, installation of modern energy-saving equipment | Hlyboka village council | no | no | 2.1 | M5.3 Danube River Basin Region | M5.3.3 Siret River sub-basin | Chernivetska | Chernivtsi | Hlybotska | Siret River | UA_M5.3.3_0006 | at risk | not established | not established |  | х | [5 empty] | 0.53 | [5 empty] | 31.7 | 16.8 |  |  | 16.8 | 2023 р. | Drinking Water of Ukraine Programme, Sustainable Development Strategy of Hlyboka Territorial Community for 2021-2029 | state, local budgets, other budgets not prohibited by law | Hlybotska TG | 2025-2029 | 2 (average) | No design and construction project Estimated calculations (expert opinion) | Hlybotska TG | 2023 р.
148 | GWP 1, GWP 2, GWP 3 | - | 8.1.1., 8.1.2., 8.1.3 | КТМ - 1,4,8,13,16,21,24,25 | Construction of sewage treatment plants and water disposal networks in the village. Staryi Vovchynets Kamianets TG Chernivtsi rayon Chernivtsi oblast | General (mandatory) data on the CSP operator: 1. Balance holder: Kamianets village council 2. EDRPOU code: 04418340 3. Water user code: not available 4. Information on the operation of the WWTP (as of 01.01.2023) discharged waste water per year, thousand cubic metres - total: 0 - without treatment: 0 - insufficiently treated: 0 - normatively clean (without cleaning): 0 - normatively treated at treatment plants: 0 - biological treatment: 0 - physical and chemical treatment: 0 - mechanical - 0 - capacity of treatment facilities, after which the waste water is discharged into water bodies: 0 including those that provide regulatory treatment: 0 capacity of treatment facilities, after treatment of which waste water is discharged to irrigation fields, terrain, filtration fields, storage tanks and cesspools: 0 | 1. Number of sewage treatment systems (STS) : - actual - 0 - plan - 1 2. Method of waste water treatment - actual - none - plan - MECH(1)/BIO(2) 3. Capacity of the facilities after which wastewater is discharged to the WWTP - actual - 0 thousand m3/day (0 million m3/year) - plan - 2.5 thousand m3/day (0.913 million m3/year) 4. Residual sediment (sludge) - actual - not available - plan - treatment (partial recycling) 5. Stormwater drainage (SW) - collector-drainage water (rain and melt) - fact - not available - plan - treatment of storm water drainage system 6. Access to sanitation (connection of the population to the SSS (%) number of subscribers (population) of the territorial community (TC) - actual - 0%/0 thousand people - plan - 100%/9.8 thousand people 7. Climate neutrality - plan - installation of modern energy-saving equipment | Kamianets village council | no | no | 9.8 | M5.3 Danube River Basin Region | M5.3.3 Siret River sub-basin | Chernivetska | Chernivtsi | Kamianetska | Siret River | UA_M5.3.3_0006 | at risk | not established | not established |  | х | [5 empty] | 2.5 | [5 empty] | 31.36 | 78.4 |  |  | 78.4 | 2023 р. | Drinking Water of Ukraine Programme, Kamianets Territorial Community Development Strategy until 2027 | state, local budgets, other budgets not prohibited by law | Kamianetska TG | 2025-2027 | 2 (average) | Kamianka, Bagrynivka, Staryi Vovchynets villages will be connected to the WSC. Staryi Vovchynets No design and development plan available Estimates made (expert opinion) | Kamianetska TG | 2023 р.
149 | GWP 1, GWP 2, GWP 3 | - | 8.1.1., 8.1.2., 8.1.3 | КТМ - 1,4,8,13,16,21,24,25 | Construction of sewage treatment plants and drainage networks in Petrychanka village, Suchevenska TG, Chernivtsi district, Chernivtsi region | General (mandatory) data on the CSP operator: 1. Balance sheet holder: Suchevenka village council 2. EDRPOU code: 04418506 3. Water user code: not available 4. Information on the operation of the WWTP (as of 01.01.2023) discharged waste water per year, million cubic metres - total: 0 - without treatment: 0 - insufficiently treated: 0 - normatively clean (without cleaning): 0 - normatively treated at treatment plants: 0 - biological treatment: 0 - physical and chemical treatment: 0 - mechanical: 0 - capacity of treatment facilities, after which the waste water is discharged into water bodies: 0 including those that provide regulatory treatment:- - capacity capacity of treatment facilities, after treatment of which waste water is discharged to irrigation fields, terrain, filtration fields, storage tanks and cesspools: 0 | Number of sewage treatment systems (STS): - actual - 0 - planned - 1 2. Method of wastewater treatment - actual - none - plan - MECH (1) / BIO (2) 3. Capacity of facilities after which wastewater is discharged to the surface water body (SWB) - actual - 0 thousand m3/day (0 million m3/year) - plan - 0.75 thousand m3/day (0.274 million m3/year) 4. Residual sediment (sludge) - actual - none - plan - treatment (partial recycling) 5. Stormwater drainage (SW) - collector-drainage water (rain and melt) - fact - not available - plan - treatment of storm water drainage system 6. Access to sanitation (connection of the population to the SSS (%) number of subscribers (population) of the territorial community (TC) - actual - 0 % / 0 thousand people - plan - 100 % / 3.0 thousand people 7. Climate neutrality - plan - installation of modern energy-saving equipment | Suchevenka village council | no | no | 3 | M5.3 Danube River Basin Region | M5.3.3 Siret River sub-basin | Chernivetska | Chernivtsi | Suchevenskaya | Siret River | UA_M5.3.3_0006 | at risk | not established | not established |  | х | [5 empty] | 0.75 | [5 empty] | 32 | 24 |  |  | 24 | 2023 р. | Drinking Water Programme | state, local budgets, other budgets not prohibited by law | Suchevenskaya TG | 2025-2030 | 2 (average) | The following villages will be connected to the WSC: vlg. Sucheveny, Petrychanka, Proseka No design and development plan available Approximate calculations (expert opinion) | Suchevenskaya TG | 2023 р.
150 | GWP 1, GWP 2, GWP 3 | - | 8.1.1., 8.1.2., 8.1.3 | КТМ - 1,4,8,13,16,21,24,25 | Construction of sewage treatment plants and drainage networks in the village. Stanovtsi Tarashanska TG Chernivtsi district, Chernivtsi region | General (mandatory) data about the CSP operator: 1. Balance holder: Tarashanska village council 2. EDRPOU code: 04418469 3. Water user code: not available 4. Information on the operation of the WWTP (as of 01.01.2023) discharged waste water per year, million cubic metres - total: 0 - without treatment: 0 - insufficiently treated: 0 - normatively clean (without cleaning): 0 - normatively treated at treatment plants: 0 - biological treatment: 0 - physical and chemical treatment: 0 - mechanical: 0 - capacity of treatment facilities, after which the waste water is discharged into water bodies: 0 including those that provide regulatory treatment: 0 capacity of treatment facilities, after treatment of which the return (waste) water is discharged to irrigation fields, terrain, filtration fields, storage tanks and cesspools: 0 | 1. Number of sewage treatment systems (STS): - actual - 0 - plan - 1 2. Method of wastewater treatment - actual - none - plan - MECH (1) / BIO (2) 3. Capacity of facilities after which wastewater is discharged to the surface water body (SWB) - actual - 0 thousand m3/day (0 million m3/year) - plan - 1.3 thousand m3/day (0.475 million m3/year) 4. Residual sediment (sludge) - actual - none - plan - treatment (partial recycling) 5. Stormwater drainage (SW) - collector-drainage water (rain and melt) - fact - not available - plan - treatment of storm water drainage system 6. Access to sanitation (connection of the population to the SSS (%) number of subscribers (population) of the territorial community (TC) - actual - 0%/0 thousand people - plan - 100% /5.1 thousand people 7. Climate neutrality - plan - installation of modern energy-saving equipment | Tarashanka village council | no | no | 5.1 | M5.3 Danube River Basin Region | M5.3.3 Siret River sub-basin | Chernivetska | Chernivtsi | Tarashanska | Siret River | UA_M5.3.3_0006 | at risk | not established | not established |  | х | [5 empty] | 1.3 | [5 empty] | 31.38 | 40.8 |  |  | 40.8 | 2023 р. | Drinking Water Programme | state, local budgets, other budgets not prohibited by law | Tarashanskaya TG | 2025-2030 | 2 (average) | Tarashany, Pryvoroky, and Pryvoroky villages will be connected to the WSC. Stanytsia No design and construction documents available Approximate calculations have been made (expert opinion) | Tarashanskaya TG | 2023 р.
151 | GWP 1, GWP 2, GWP 3 | - | 8.1.1., 8.1.2., 8.1.3 | КТМ - 1,4,8,13,16,21,24,25 | Construction of sewage treatment plants and drainage networks in Turyatka village Tarashanska TG Chernivtsi district, Chernivtsi region | General (mandatory) data about the CSP operator: 1. Balance holder: Tarashanska village council 2. EDRPOU code: 04418469 3. Water user code: not available 4. Information on the operation of the WWTP (as of 01.01.2023) discharged waste water per year, million cubic metres - total: 0 - without treatment: 0 - insufficiently treated: 0 - normatively clean (without cleaning): 0 - normatively treated at treatment plants: 0 - biological treatment: 0 - physical and chemical treatment: 0 - mechanical: 0 - capacity of treatment facilities, after which the waste water is discharged into water bodies: 0 including those that provide regulatory treatment: 0 capacity of treatment facilities, after treatment of which the return (waste) water is discharged to irrigation fields, terrain, filtration fields, storage tanks and cesspools: 0 | 1: Number of sewage treatment systems (STS): - actual - 0 - plan - 1 2. Method of wastewater treatment - actual - none - plan - MEH (1) / BIO (2) 3. Capacity of facilities after which wastewater is discharged to the surface water body (SWB) - actual - 0 thousand m3/day (0 million m3/year) - plan - 0.6 thousand m3/day (0.219 million m3/year) 4. Residual sediment (sludge) - actual - none - plan - treatment (partial processing) 5. Stormwater drainage (SW) - collector-drainage water (rain and melt) - fact - not available - plan - treatment of storm water drainage system 6. Access to sanitation (connection of the population to the SSS (%) number of subscribers (population) of the territorial community (TC) - actual -0 % /0 thousand people - plan - 100% /2.4 thousand people 7. Climate neutrality - plan - installation of modern energy-saving equipment | Tarashanka village council | no | no | 2.4 | M5.3 Danube River Basin Region | M5.3.3 Siret River sub-basin | Chernivetska | Chernivtsi | Tarashanska | Siret River | UA_M5.3.3_0006 | at risk | not established | not established |  | х | [5 empty] | 0.6 | [5 empty] | 32 | 19.2 |  |  | 19.2 | 2023 р. | Drinking Water Programme | state, local budgets, other budgets not prohibited by law | Tarashanskaya TG | 2025-2030 | 2 (average) | Turyatka and Polyana villages will be connected to the SPS No design and development plan available Approximate calculations (expert opinion) | Tarashanskaya TG | 2023 р.
152 | GWP 1, GWP 2, GWP 3 | - | 8.1.1., 8.1.2., 8.1.3 | КТМ - 1,4,8,13,16,21,24,25 | Construction of sewage treatment plants and water disposal networks in Terebleche village Tereblechenska TG Chernivtsi district, Chernivtsi region | General (mandatory) data on the CSP operator: 1. Balance sheet holder: Tereblechenske village council 2. EDRPOU code: 04418423 3. Water user code: not available 4. Information on the operation of the WWTP (as of 01.01.2023) discharged waste water per year, thousand cubic metres - total: 0 - without treatment: 0 - insufficiently treated: 0 - normatively clean (without cleaning): 0 - normatively treated at treatment plants: 0 - biological treatment: 0 - physical and chemical treatment: 0 - mechanical: 0 - capacity of treatment facilities, after which the waste water is discharged into water bodies: 0 including those that provide regulatory treatment:- - capacity capacity of treatment facilities, after treatment of which waste water is discharged to irrigation fields, terrain, filtration fields, storage tanks and cesspools: 0 | Number of sewage treatment systems (STS): - actual - 0 - planned - 1 2. Method of wastewater treatment - actual - none - plan - MECH (1) / BIO (2) 3. Capacity of facilities after which wastewater is discharged to the surface water body (SWB) - actual - 0 thousand m3/day (0 million m3/year) - plan - 0.73 thousand m3/day (0.266 million m3/year) 4. Residual sediment (sludge) - actual - none - plan - treatment (partial recycling) 5. Stormwater drainage (SW) - collector-drainage water (rain and melt) - fact - not available - plan - treatment of storm water drainage system 6. Access to sanitation (connection of the population to the SSS (%) number of subscribers (population) of the territorial community (TC) - actual - 0 %/0 thousand people - plan - 100%/2.9 thousand people 7. Climate neutrality - plan - installation of modern energy-saving equipment | Tereblechenske village council | no | no | 2.9 | M5.3 Danube River Basin Region | M5.3.3 Siret River sub-basin | Chernivetska | Chernivtsi | Tereblechenskaya | Siret River | UA_M5.3.3_0006 | at risk | not established | not established |  | х | [5 empty] | 0.73 | [5 empty] | 31.78 | 23.2 |  |  | 23.2 | 2023 р. | Drinking Water Programme | state, local budgets, other budgets not prohibited by law | Tereblechenskaya TG | 2025-2030 | 2 (average) | No design and construction project Estimated calculations (expert opinion) | Tereblechenskaya TG | 2023 р.
153 | GWP 1, GWP 2, GWP 3 | - | 8.1.1., 8.1.2., 8.1.3 | КТМ - 1,4,8,13,16,21,24,25 | Construction of sewage treatment plants and drainage networks in Bahna village, Vyzhnytsia TG, Vyzhnytsia district, Chernivtsi region | General (mandatory) data on the CSC operator 1. Balance sheet holder: Vyzhnytsia City Council 2.EDRPOU code: 04062096 3.Water user code: not available 4.Information on the operation of the WWTP (01.01.2023) Wastewater discharged per year thousand m3 in total: 0 - without treatment: 0 - insufficiently treated - normatively clean (without treatment): 0 - normatively treated at treatment plants: 0 - biological treatment: 0 - physical and chemical treatment: 0 - capacity of treatment facilities after treatment, from which wastewater is discharged into water bodies: 0 - including those that provide regulatory treatment: 0 - capacity of treatment facilities after which wastewater is discharged to irrigation fields, filtration fields, storage tanks and cesspools:0 | 1. Number of sewage treatment systems (STS) - actual - 0 - plan - 1 2. Method of wastewater treatment - actual - none - plan - MECH(1)/BIO(2) 3. Capacity of the facilities after which wastewater is discharged to the WWTP - actual - 0 thousand m3/day (0 million m3/year) - plan - 0.63 thousand m3/day (0.230 million m3/year) 4. Residual sediment (sludge) - actual - none - plan - treatment (partial recycling) 5. Stormwater drainage (SW) - collector-drainage water (rain and melt) - fact - not available - plan - treatment of storm water drainage system 6. Access to sanitation (connection of the population to the SSS (%) number of subscribers (population) of the territorial community (TC) - actual - 0%/0 thousand people - plan - 100%/2.5 thousand people 7. Climate neutrality - plan - installation of modern energy-saving equipment | Vyzhnytsia City Council | no | no | 8.49 | M5.3 Danube River Basin Region | M5.3.3 Siret River sub-basin | Chernivetska | Vyzhnytskyi | Vyzhnytska | Mihidra River | UA_M5.3.3_0013 | without compromising environmental goals | not established | not established |  | х | [5 empty] | 0.63 | [5 empty] | 31.7 | 20 |  |  | 20 | 2023 р. | Drinking Water of Ukraine Programme, Vyzhnytsia Territorial Community Development Strategy until 2027 | state, local budgets, other budgets not prohibited by law | Vyzhnytska TG | 2025-2027 | 2 (average) | The following villages will be connected to the SPS: Bagna, Chereshenka No design and development plan available Estimates have been made (expert opinion) | Vyzhnytska TG | 2023 р.
154 | GWP 1, GWP 2, GWP 3 | - | 8.1.1., 8.1.2., 8.1.3 | КТМ - 1,4,8,13,16,21,24,25 | Construction of sewage treatment plants and water disposal networks in Verkhni Petrivtsi village, Petrovetska TG, Chernivtsi district, Chernivtsi region | General (mandatory) data about the CSP operator: 1. Balance sheet holder: Petrovetska village council 2. EDRPOU code: 014418067 3. Water user code: not available 4. Information on the operation of the WWTP (as of 01.01.2022) discharged waste water per year, thousand cubic metres - total: 0 - without treatment: 0 - insufficiently treated: 0 - normatively clean (without cleaning): 0 - normatively treated at treatment plants: 0 - biological treatment: 0 - physical and chemical: 0 - capacity of wastewater treatment facilities, after which the waste water is discharged into water bodies: 0 including those that provide regulatory treatment: 0 capacity of treatment facilities, after treatment of which waste water is discharged to irrigation fields, terrain, filtration fields, storage tanks and cesspools: 0 | 1: Number of sewage treatment systems (STS): - actual - 0 - plan - 1 2. Method of wastewater treatment - actual - none - plan - MEH (1) / BIO (2) 3. Capacity of facilities after which wastewater is discharged to the surface water body (SWB) - actual - 0 thousand m3/day (0 million m3/year) - plan - 2.0 thousand m3/day (0.730 million m3/year) 4. Residual sediment (sludge) - actual - not available - plan - treatment (partial recycling) 5. Stormwater drainage (SW) - collector-drainage water (rain and melt) - fact - not available - plan - treatment of storm water drainage system 6. Access to sanitation (connection of the population to the SSS (%) number of subscribers (population) of the territorial community (TC) - actual - 0% / 0 thousand people - plan - 100% /7.8 thousand people 7. Climate neutrality - plan - installation of modern energy-saving equipment | Petrovetska village council | no | no | 7.8 | M5.3 Danube River Basin Region | M5.3.3 Siret River sub-basin | Chernivetska | Chernivtsi | Petrovetska | Small Siret River | UA_M5.3.3_0029 | without compromising environmental goals | not established | not established |  | х | [5 empty] | 2 | [5 empty] | 31.2 | 62.4 |  |  | 62.4 | 2023 р. | Drinking Water Programme | state, local budgets, other budgets not prohibited by law | Petrovetska TG | 2025-2030 | 2 (average) | Verkhni Petrivtsi and Nyzhni Petrivtsi villages will be connected to the WSC No design and development plan available Estimates made (expert opinion) | Petrovetska TG | 2023 р.
155 | GWP 1, GWP 2, GWP 3 | - | 8.1.1., 8.1.2., 8.1.3 | КТМ - 1,4,8,13,16,21,24,25 | Construction of sewage treatment plants and drainage networks in Davydivka village, Storozhynetska TG, Chernivtsi district, Chernivtsi region | General (mandatory) data about the CSP operator: 1. Balance sheet holder: Storozhynets City Council 2. EDRPOU code: 04062179 3. Water user code: not available 4. Information on the operation of the WWTP (as of 01.01.2023) discharged waste water per year, thousand cubic metres - total: 0 - without treatment: 0 - insufficiently treated: 0 - normatively clean (without treatment): 0 - normatively treated at treatment plants: 0 - biological treatment: 0 - physical and chemical treatment: 0 - mechanical: 0 - capacity of treatment facilities, after treatment of which return (waste) water is discharged into water bodies: 0 including those that provide regulatory treatment: 0 capacity of treatment facilities, after treatment of which the return (waste) water is discharged to irrigation fields, terrain, filtration fields, storage tanks and cesspools: 0 | 1: Number of sewage treatment systems (STS): - actual - 0 - plan - 1 2. Method of wastewater treatment - actual - none - plan - MEH (1) / BIO (2) 3. Capacity of facilities after which wastewater is discharged to the surface water body (SWB) - actual - 0 thousand m3/day (0 million m3/year) - plan - 2.2 thousand m3/day (0.803 million m3/year) 4. Residual sediment (sludge) - actual - none - plan - treatment (partial recycling) 5. Stormwater drainage (SW) - collector-drainage water (rain and melt) - fact - not available - plan - treatment of storm water drainage system 6. Access to sanitation (connection of the population to the SSS (%) number of subscribers (population) of the territorial community (TC) - actual - 0%/0 thousand people - plan - 100% /8.8 thousand people 7. Climate neutrality - plan - installation of modern energy-saving equipment | Storozhynets City Council | no | no | 8.8 | M5.3 Danube River Basin Region | M5.3.3 Siret River sub-basin | Chernivetska | Chernivtsi | Storozhynetska | Small Siret River | UA_M5.3.3_0029 | without compromising environmental goals | not established | not established |  | х | [5 empty] | 2.2 | [5 empty] | 32 | 70.4 |  |  | 70.4 | 2023 р. | Drinking Water of Ukraine Programme, Storozhynets Territorial Community Development Strategy until 2027 | state, local budgets, other budgets not prohibited by law | Storozhynetska TG | 2025-2027 | 2 (average) | Banyliv Pidhirnyi village, Davydivka village, and Komarivske village will be connected to the SPS. Komarivskyi village Approximate calculations have been made (expert opinion) | Storozhynetska TG | 2023 р.
156 | GWP 1, GWP 2, GWP 3 | , | 8.1.1., 8.1.2., 8.1.3 | КТМ - 1,4,8,13,16,21,24,25 | Construction of sewage treatment plants and water disposal networks in Kupka Suchevenska village, Chernivtsi district, Chernivtsi region | General (mandatory) data on the CSP operator: 1. Balance sheet holder: Suchevenka village council 2. EDRPOU code: 04418506 3. Water user code: not available 4. Information on the operation of the WWTP (as of 01.01.2023) discharged waste water per year, million cubic metres - total: 0 - without treatment: 0 - insufficiently treated: 0 - normatively clean (without cleaning): 0 - normatively treated at treatment plants: 0.0 - biological treatment: 0 - physical and chemical treatment: 0 - mechanical: 0 - capacity of treatment facilities, after which the waste water is discharged into water bodies: 0 including those that provide regulatory treatment:- - capacity capacity of treatment facilities, after treatment of which waste water is discharged to irrigation fields, terrain, filtration fields, storage tanks and cesspools: 0 | 1. Number of sewage treatment systems (STS): - actual - 0 - plan - 1 2. Method of waste water treatment - actual - none - plan - MECH (1)/BIO (2) 3. Capacity of facilities after which wastewater is discharged to the surface water body (SWB) - actual - 0 thousand m3/day (0 million m3/year) - plan - 1.1 thousand m3/day (0.402 million m3/year) 4. Residual sludge (sludge) - actual - none - plan - treatment (partial recycling) 5. Stormwater drainage (SW) - collector-drainage water (rain and melt) - fact - not available - plan - treatment of storm water drainage system 6. Access to sanitation (connection of the population to the SSS (%) number of subscribers (population) of the territorial community (TC) - actual - 0 % / 0 thousand people - plan - 100 % / 4.4 thousand people 7. Climate neutrality - plan - installation of modern energy-saving equipment | Suchevenka village council | no | no | 4.4 | M5.3 Danube River Basin Region | M5.3.3 Siret River sub-basin | Chernivetska | Chernivtsi | Suchevenskaya | Small Siret River | UA_M5.3.3_0029 | without compromising environmental goals | not established | not established |  | х | [5 empty] | 1.1 | [5 empty] | 32 | 35.2 |  |  | 35.2 | 2023 р. | Drinking Water Programme | state, local budgets, other budgets not prohibited by law | Suchevenskaya TG | 2025-2030 | 2 (average) | Korchivtsi village, Kupka village No design and engineering design is available Approximate calculations have been made (expert opinion) | Suchevenskaya TG | 2023 р.
157 | GWP 1, GWP 2, GWP 3 | - | 8.1.1., 8.1.2., 8.1.3 | КТМ - 1,4,8,13,16,21,24,25 | Construction of sewage treatment plants and water disposal networks in Budenets village, Chudeyska TG, Chernivtsi district, Chernivtsi region | General (mandatory) data on the CCO operator: 0,0 1. Balance sheet holder: Chudey village council 2. EDRPOU code: 04416683 3. Water user code: not available 4. Information on the operation of the WWTP (as of 01.01.2023) discharged waste water per year, thousand cubic metres - total: 0 - without treatment: 0 - insufficiently treated,0 - normatively clean (without treatment): 0 - normatively treated at treatment plants: 0 - biological treatment: 0 - physical and chemical treatment: 0 - mechanical: 0 - capacity of treatment facilities, after which the waste water is discharged into water bodies: 0 including those that provide regulatory treatment: 0 capacity of treatment facilities, after treatment of which the return (waste) water is discharged to irrigation fields, terrain, filtration fields, storage tanks and cesspools: 0 | Number of sewage treatment systems (STS): - actual - 0 - planned - 1 2. Method of wastewater treatment - actual - none - plan - MECH (1)/BIO (2) 3. Capacity of facilities after which wastewater is discharged to the surface water body (SWB) - actual - 0 thousand m3/day (0 million m3/year) - plan - 0.68 thousand m3/day (0.248 million m3/year) 4. Residual sediment (sludge) - actual - none - plan - treatment (partial recycling) 5. Stormwater drainage (SW) - collector-drainage water (rain and melt) - fact - not available - plan - treatment of storm water drainage system 6. Access to sanitation (connection of the population to the SSS (%) number of subscribers (population) of the territorial community (TC) - actual -0 % /0 thousand people - plan - 100%/2.7 thousand people 7. Climate neutrality - plan - installation of modern energy-saving equipment | Chudey village council | no | no | 2.7 | M5.3 Danube River Basin Region | M5.3.3 Siret River sub-basin | Chernivetska | Chernivtsi | Chudeyskaya | Small Siret River | UA_M5.3.3_0029 | without compromising environmental goals | not established | not established |  | х | [5 empty] | 0.68 | [5 empty] | 31.76 | 21.6 |  |  | 21.6 | 2023 р. | Drinking Water of Ukraine Programme | state, local budgets, other budgets not prohibited by law | Chudeyskaya TG | 2025-2030 | 2 (average) | Budenets and Cheresh villages will be connected to the SPS No feasibility study available Estimates have been made (expert opinion) | Chudeyskaya TG | 2023 р.
158 | GWP 1, GWP 2, GWP 3 | - | 8.1.1., 8.1.2., 8.1.3 | КТМ - 1,4,8,13,16,21,24,25 | Construction of sewage treatment plants and water disposal networks in Krasnoilsk village Krasnoilska TG Chernivtsi district, Chernivtsi region | General (mandatory) data on the CSP operator: 1. Balance sheet holder: Krasnoilsk village council 2. EDRPOU code: 04418127 3. Water user code: not available 4. Information on the operation of the WWTP (as of 01.01.2022) discharged waste water per year, million cubic metres - total: 0 - without treatment: 0 - insufficiently treated: 0 - normatively clean (without cleaning): 0 - normatively treated at treatment plants: 0 - biological treatment: 0 - physical and chemical treatment: 0 - capacity of treatment facilities, after which the waste water is discharged into water bodies: 0 including those that provide regulatory treatment: 0 capacity of treatment facilities, after treatment of which return (waste) water is discharged to irrigation fields, terrain, filtration fields, storage tanks and cesspools: 0 | 1. Number of sewage treatment systems (STS): - actual - 0 - plan -1 2. Method of wastewater treatment - actual - none - plan - MEH(1)/BIO(2)/TRO(3) 3. Capacity of facilities after which wastewater is discharged to the surface water body (SWB) - actual - 0 thousand m3/day (0 million m3/year) - plan - 2.63 thousand m3/day (0.960 million m3/year) 4. Residual sediment (sludge) - actual - not available - plan - treatment (partial recycling) 5. Stormwater drainage (SWD) - collector-drainage water (rain and melt) - fact - not available - plan - treatment of storm water drainage system 6. Access to sanitation (connection of the population to the SSS (%) number of subscribers (population) of the territorial community (TC) - actual - 0%/0 thousand people - plan - 100%/10.5 thousand people 7. Climate neutrality - plan - installation of modern energy-saving equipment | Krasnoilsk village council | No. | no | 10.5 | M5.3 Danube River Basin Region | M5.3.3 Siret River sub-basin | Chernivetska | Chernivtsi | Krasnoyilska | Siretel River | UA_M5.3.3_0043 | without compromising environmental goals | not established | not established | Zubrovytsia Nature Reserve | х | [5 empty] | 2.63 | [5 empty] | 71.86 | 189 |  |  | 189 | 2023 р. | Drinking Water Programme | state, local budgets, other budgets not prohibited by law | Krasnoyilska TG | 2025-2030 | 2 (average) | The following villages will be connected to the SPS: Krasnoilsk, Stara Krasnoshora No feasibility study available Indicative calculations (expert opinion) | Krasnoyilska TG | 2023 р.
159 | GWP 1, GWP 2, GWP 3 | - | 8.1.1., 8.1.2., 8.1.3 | КТМ - 1,4,8,13,16,21,24,25 | Construction of sewage treatment plants and drainage networks in the village of Yizhivtsi Chudeyska TG Chernivtsi district, Chernivtsi region | General (mandatory) data on the CCO operator: 0,0 1. Balance sheet holder: Chudey village council 2. EDRPOU code: 04416683 3. Water user code: not available 4. Information on the operation of the WWTP (as of 01.01.2023) discharged waste water per year, thousand cubic metres - total: 0 - without treatment: 0 - insufficiently treated,0 - normatively clean (without treatment): 0 - normatively treated at treatment plants: 0 - biological treatment: 0 - physical and chemical treatment: 0 - mechanical: 0 - capacity of treatment facilities, after which the waste water is discharged into water bodies: 0 including those that provide regulatory treatment: 0 capacity of treatment facilities, after treatment of which the return (waste) water is discharged to irrigation fields, terrain, filtration fields, storage tanks and cesspools: 0 | Number of sewage treatment systems (STS): - actual - 0 - planned - 1 2. Method of wastewater treatment - actual - none - plan - MECH (1)/BIO (2) 3. Capacity of facilities after which wastewater is discharged to the surface water body (SWB) - actual - 0 thousand m3/day (0 million m3/year) - plan - 1.53 thousand m3/day (0.558 million m3/year) 4. Residual sediment (sludge) - actual - none - plan - treatment (partial recycling) 5. Stormwater drainage (SW) - collector-drainage water (rain and melt) - fact - not available - plan - treatment of storm water drainage system 6. Access to sanitation (connection of the population to the SSS (%) number of subscribers (population) of the territorial community (TC) - actual -0 % / 0 thousand people - plan - 100% / 6.1 thousand people 7. Climate neutrality - plan - installation of modern energy-saving equipment | Chudey village council | no | no | 6,1 | M5.3 Danube River Basin Region | M5.3.3 Siret River sub-basin | Chernivetska | Chernivtsi | Chudeyskaya | Siretel River | UA_M5.3.3_0046 | without compromising environmental goals | not established | not established |  | х | [5 empty] | 1.53 | [5 empty] | 31.89 | 48.8 |  |  | 48.8 | 2023 р. | Drinking Water Programme | state, local budgets, other budgets not prohibited by law | Chudeyskaya TG | 2025-2030 | 2 (average) | No design and construction project Estimated calculations (expert opinion) | Chudeyskaya TG | 2023 р.
160 | GWP 1, GWP 2, GWP 3 | - | 8.1.1., 8.1.2., 8.1.3 | КТМ - 1,4,8,13,16,21,24,25 | Construction of sewage treatment plants and water disposal networks in Chudey village Chudeyska TG Chernivtsi district, Chernivtsi region | General (mandatory) data on the CCO operator: 0,0 1. Balance sheet holder: Chudey village council 2. EDRPOU code: 04416683 3. Water user code: not available 4. Information on the operation of the WWTP (as of 01.01.2023) discharged waste water per year, thousand cubic metres - total: 0 - without treatment: 0 - insufficiently treated,0 - normatively clean (without treatment): 0 - normatively treated at treatment plants: 0 - biological treatment: 0 - physical and chemical treatment: 0 - mechanical: 0 - capacity of treatment facilities, after which the waste water is discharged into water bodies: 0 including those that provide regulatory treatment: 0 capacity of treatment facilities, after treatment of which the return (waste) water is discharged to irrigation fields, terrain, filtration fields, storage tanks and cesspools: 0 | Number of sewage treatment systems (STS): - actual - 0 - planned - 1 2. Method of wastewater treatment - actual - none - plan - MECH (1) / BIO (2) 3. Capacity of facilities after which wastewater is discharged to the surface water body (SWB) - actual - 0 thousand m3/day (0 million m3/year) - plan - 1.6 thousand m3/day (0.584 million m3/year) 4. Residual sediment (sludge) - actual - none - plan - treatment (partial recycling) 5. Stormwater drainage (SWD) - collector-drainage water (rain and melt) - fact - not available - plan - treatment of storm water drainage system 6. Access to sanitation (connection of the population to the SSS (%) number of subscribers (population) of the territorial community (TC) - actual - 0 % / 0 thousand people - plan - 100 % 6.2 thousand people 7. Climate neutrality - plan - installation of modern energy-saving equipment | Chudey village council | no | no | 6,2 | M5.3 Danube River Basin Region | M5.3.3 Siret River sub-basin | Chernivetska | Chernivtsi | Chudeyskaya | Chudey River | UA_M5.3.3_0050 | without compromising environmental goals | not established | not established |  | х | [5 empty] | 1.6 | [5 empty] | 31 | 49.6 |  |  | 49.6 | 2023 р. | Drinking Water Programme | state, local budgets, other budgets not prohibited by law | Chudeyskaya TG | 2023-2025 | 2 (average) | No design and construction project Estimated calculations (expert opinion) | Chudeyskaya TG | 2023 р.
161 | GWP 1, GWP 2, GWP 3 | - | 8.1.1., 8.1.2., 8.1.3 | КТМ - 1,4,8,13,16,21,24,25 | Construction of sewage treatment plants and water disposal networks in Oprysheny village Hlybotska TG Chernivtsi district, Chernivtsi region | General (mandatory) data on the CSP operator: 1. Balance holder: Hlyboka Village Council 2. EDRPOU code: 04417004 3. Water user code: not available 4. Information on the operation of the WWTP (as of 01.01.2023) discharged waste water per year, thousand cubic metres - total: 0 - without treatment: 0 - insufficiently treated: 0 - normatively clean (without cleaning): 0 - normatively treated at treatment plants: 0 - biological treatment: 0 - physical and chemical treatment: 0 - mechanical: 0 - capacity of treatment facilities, after treatment of which return (waste) water is discharged into water bodies: 0 including those that provide regulatory treatment:- - capacity capacity of treatment facilities, after treatment of which waste water is discharged to irrigation fields, terrain, filtration fields, storage tanks and cesspools: 0 | 1. Number of sewage treatment systems (STS) - actual - 0 - plan - 1 2. Method of wastewater treatment - actual - none - plan - MECH(1)/BIO(2) 3. Capacity of the facilities after which wastewater is discharged to the WWTP - actual - 0 thousand m3/day (0 million m3/year) - plan - 0.6 thousand m3/day (0.219 million m3/year) 4. Residual sediment (sludge) - actual - none - plan - treatment (partial recycling) 5. Stormwater drainage (SW) - collector-drainage water (rain and melt) - fact - not available - plan - treatment of storm water drainage system 6. Access to sanitation (connection of the population to the SSS (%) number of subscribers (population) of the territorial community (TC) - actual - 0%/0 thousand people - plan - 100%/2.4 thousand people 7. Climate neutrality - plan - installation of modern energy-saving equipment | Hlyboka village council | no | no | 2.4 | M5.3 Danube River Basin Region | M5.3.3 Siret River sub-basin | Chernivetska | Chernivtsi | Hlybotska | Kotovets IWMP | UA_M5.3.3_0051 | at risk | not established | not established | Chernivtsi Regional Landscape Park | х | [5 empty] | 0.6 | [5 empty] | 32 | 19.2 |  |  | 19.2 | 2023 р. | Drinking Water of Ukraine Programme, Sustainable Development Strategy of Hlyboka Territorial Community for 2021-2029 | state, local budgets, other budgets not prohibited by law | Hlybotska TG | 2025-2029 | 2 (average) | No design and construction project Estimated calculations (expert opinion) | Hlybotska TG | 2023 р.
162 | GWP1, GWP2, GWP3, GWP4 |  | 8.1.1., 8.1.2., 8.1.3., 8.1.4. | КТМ - 5,6,7,17,23,25 | Establishment of water protection zones and coastal protection strips in the Chernivtsi region | Define the boundaries of water protection zones, coastal protection strips, beach areas and floodplains of small rivers, indicate them in land management documentation, urban planning documentation at the local and regional level, enter information on relevant restrictions on land use in the State Land Cadastre and mark these boundaries on the ground with information signs | Surveying of coastal protection strips along rivers with development of design and estimate documentation | Local governments are located within the sub-basins of the Prut and Siret | no | no | 0 | M5.3 Danube River Basin Region | M.5.3.2 Prut River Sub-basin, M.5.3.3 Siret River Sub-basin | Chernivtsi region | All districts of the Prut and Siret SSR within the region | 47TG in the Prut and Siret SSR within the region | All | all IPOs | individual IPOs at risk | not established | not established | Zubrovytsia Nature Reserve, Cheremosky Nature Reserve, Ryabchyk Nature Reserve, Chernivtsi Regional Landscape Park, Vyzhnytsia National Park | [5 empty] | + | [5 empty] | 47 | 5 | 235 |  |  | 235 | 2023 | The Flood Risk Management Plan for Certain Areas within the Danube River Basin Region for 2023-2030 was approved by by the Order of the Cabinet of Ministers of Ukraine of 8 October 2022 No. 895-p | State and local budgets, other | Local self-government bodies | 2025-2030 |  | No estimates have been made for the preparation of urban planning documentation for the CSP. The cost of the work is approximate. | BOULEVARD of the Prut and Siret | 2023
163 | GWP1, GWP2, GWP3, GWP4 |  | 8.1.1., 8.1.2., 8.1.3., 8.1.4. | КТМ - 5,6,7,17,23,25 | Establishment of water protection zones and coastal protection strips in Ivano-Frankivsk region | Define the boundaries of water protection zones, coastal protection strips, beach areas and floodplains of small rivers, indicate them in land management documentation, urban planning documentation at the local and regional level, enter information on relevant restrictions on land use in the State Land Cadastre and mark these boundaries on the ground with information signs | Surveying of coastal protection strips along rivers with development of design and estimate documentation | Local governments are located within the Prut river basin | no | no | 0 | M5.3 Danube River Basin Region | M5.3.2 Prut River sub-basin | Ivano-Frankivsk region | All districts of the Prut River SSR within the region | 27 TGs in the Prut SSR within the region | All | all IPOs | individual IPOs at risk | not established | not established | Verkhovynskyi Reserve, Carpathian National Park, Hutsulshchyna National Park | [5 empty] | + | [5 empty] | 27 | 5 | 135 |  |  | 135 | 2023 | The Flood Risk Management Plan for Certain Areas within the Danube River Basin Region for 2023-2030 was approved by by the Order of the Cabinet of Ministers of Ukraine of 8 October 2022 No. 895-p | State and local budgets, other | Local self-government bodies | 2025-2030 |  | No estimates have been made for the preparation of urban planning documentation for the CSP. The cost of the work is approximate. | BOULEVARD of the Prut and Siret | 2023
164 | other GWEs |  | 8; 8.3 | KTM-14 | Research and inventory of the main wetland areas in the Chernivtsi region | 1 . Identification and comprehensive study of typical wetland ecosystems; 2. Formation of an official cadastre of wetlands with the publication of the cadastre on paper and electronic media; 3. Development of proposals for the use of the investigated wetland sites for the formation of the national ecological network, development of ecotourism and economic purposes. | Conducting conditioned scientific research using existing methods and author's innovations (aspects - hydrometry, hydrochemistry, aquatic plants, aquatic fauna, ecological status). | Local governments are located within the sub-basins of the Prut and Siret | no | no | 0 | M5.3 Danube River Basin Region | M.5.3.2 Prut River Sub-basin, M.5.3.3 Siret River Sub-basin | Chernivetska | All districts | Anywhere with wetlands | All | all IPOs | individual IPOs at risk | not established | not established | Zubrovytsia Nature Reserve, Cheremosky Nature Reserve, Ryabchyk Nature Reserve, Chernivtsi Regional Landscape Park, Vyzhnytsia National Park | [13 empty] | 0.6 |  |  | 0.6 | 2023 р. | Comprehensive programme of environmental protection measures "Ecology" in Chernivtsi region for 2022-2026. | state, local budgets, other budgets not prohibited by law | Bukovinian Society of Naturalists | 2024-2025 |  | Approximate calculations have been made (expert opinion) | Bukovinian Society of Naturalists | 2023 р.
165 | other GWEs | - | 8; 8.3.3. | KTM-18 | Study of the current state of spread of invasive fish species in the sub-basins of the Prut and Siret rivers and their control | The event aims to comprehensively study and clarify the impact of invasive fish species in the Prut, Siret and Cheremosh rivers. The activity includes: - Gathering information on invasive species, including their quantitative and species characteristics, distribution areas and interaction with native fish fauna; - conducting an ecological analysis, namely studying the impact of invasive species on the ecosystem - changes in resource allocation, competition with native species; - studying the mechanism of spread of invasive species and their migration routes; - developing a strategy for controlling the spread and monitoring of invasive fish species. | Acquisition of fishing gear and specialised equipment for research on juvenile and adult invasive fish species | Office of the State Agency of Land Reclamation and Fisheries in Chernivtsi Oblast | no | no | 0 | M5.3 Danube River Basin Region | M.5.3.2 Prut River Sub-basin, M.5.3.3 Siret River Sub-basin | Chernivetska | Chernivtsi, Vyzhnytsia | All territorial communities of Chernivtsi and Vyzhnytsia districts within the sub-basins of the Prut and Siret rivers | All | all IPOs | individual IPOs at risk | not established | not established | Zubrovytsia Nature Reserve, Verkhovynskyi Nature Reserve, Cheremosky Nature Reserve, Ryabchyk Nature Reserve, Chernivtsi Regional Landscape Park, Vyzhnytsia National Park, Carpathian National Park, Hutsulshchyna National Park | - |  | + | - | - | - | - | - | 1582 | - | - | - | 0.005 | 7.91 |  |  | 7.91 | 2023 |  | state, local budgets, other budgets not prohibited by law | Office of the State Agency of Land Reclamation and Fisheries in Chernivtsi Oblast | 2025-2030 |  | No design and construction project Estimated calculations (expert opinion) | Office of the State Agency of Land Reclamation and Fisheries in Chernivtsi Oblast | 2023
166 | GWEP 4 |  | 8.1.4 | KTM-14 | Monitoring the lowering of riverbeds in the Ukrainian part of the Prut and Siret sub-basins | Conducting research on the lowering of riverbeds in the Ukrainian part of the Prut and Siret sub-basins and scientific substantiation of measures to optimise the management of hydromorphological quality of young river landscapes | Conducting research within the Prut and Siret river sub-basins | Local executive authorities, local self-government bodies | No. | no | 0 | M5.3 Danube River Basin Region | M.5.3.2 Prut River Sub-basin, M.5.3.3 Siret River Sub-basin | Chernivtsi and Ivano-Frankivsk regions | All districts | All communities | All IPOs | All IPOs | individual IPOs at risk | not established | not established | Zubrovytsia Nature Reserve, Verkhovynskyi Nature Reserve, Cheremosky Nature Reserve, Ryabchyk Nature Reserve, Chernivtsi Regional Landscape Park, Vyzhnytsia National Park, Carpathian National Park, Hutsulshchyna National Park | [5 empty] | + | [6 empty] | 2 | 12 |  |  | 12 | 2023-08-09 |  | State funds, funds of the regional ONPS fund, local budget funds, other sources of funding not prohibited by law | scientists, professional experts, organisations, universities | 2025-2030 |  | The cost of the work is approximate | Yuriy Fedkovych Chernivtsi National University | August 2023
167 | other GWEs |  | 8.3. | KTM-14 | Educational activities in the sub-basins of the Prut and Siret rivers in Chernivtsi and Ivano-Frankivsk oblasts | Holding events to raise environmental awareness among the population: - holding events dedicated to the International Day of the Danube, the Day of the Prut and Siret; - holding drawing and photo contests on the topic of water resources; - organising seminars, conferences, training and roundtables; - holding environmental campaigns - Coverage of topical issues of water resources and its real impact on human health. | The Prut and Siret river sub-basins within Ukraine cover 2 oblasts, which is 1.9% of the country's territory. The total population of the river sub-basins is 1.17 million people, which is 2.8% of the population of Ukraine. Involvement of the largest number of people in environmental activities: - shapes environmental awareness and deepens environmental knowledge of children, pupils and students, and local residents; - fostering a careful and economical attitude to the nature of the native land; - fostering love for the native nature through the use of artistic and aesthetic perception of the environment; - coverage of topical issues of water resources and its real impact on human health. | BOUVARD of the Prut and Siret, local authorities | No. | no | 0 | M5.3 Danube River Basin Region | M.5.3.2 Prut River Sub-basin, M.5.3.3 Siret River Sub-basin | Chernivtsi and Ivano-Frankivsk regions | All districts | All communities | All IPOs | All IPOs | individual IPOs at risk | not established | not established | Zubrovytsia Nature Reserve, Verkhovynskyi Nature Reserve, Cheremosky Nature Reserve, Ryabchyk Nature Reserve, Chernivtsi Regional Landscape Park, Vyzhnytsia National Park, Carpathian National Park, Hutsulshchyna National Park | [5 empty] | х | [5 empty] | 13 |  | 7.8 |  |  | 7.8 | July 2023 |  | State funds, funds of the regional ONPS fund, local budget funds, other sources of funding not prohibited by law | Prut and Siret RBMU, Dniester RBMU, Department of Ecology and Natural Resources of Chernivtsi and Ivano-Frankivsk Oblasts, Department of Education and Science of Chernivtsi and Ivano-Frankivsk Oblasts, Prut and Siret Basin Council, local communities | 2025-2030 |  | The cost of the work is approximate | BOULEVARD of the Prut and Siret | July 2023

## Explanation.
Column no. | Explanation. | Comment. | Cell format
1 | GWPP according to the RBMP (section 2) |  | text
2 | Specification for GWPs in the "other" group (e.g. climate change impacts) | See the next comment (below). Use only 4 options - 8.3.1-8.3.4. | text
3 | Number of the event according to the structure of the application Resolution of the Cabinet of Ministers of Ukraine No. 336 | The Resolution does not have a detailed numbering of Section 8, so the following is proposed: | number
8. A complete list of programmes (plans) for the river basin or sub-basin area, their content and problems to be solved:
8.1. surface water:
8.1.1. measures aimed at reducing organic pollution (diffuse and point sources);
8.1.2. measures aimed at reducing pollution by nutrients (diffuse and point sources);
8.1.3. measures aimed at reducing pollution by hazardous substances (diffuse and point sources);
8.1.4. measures aimed at improving/restoring the hydrological regime and morphological indicators in case of disruption of the free flow of rivers, hydraulic connection between river channels and their floodplains, hydrological changes, modification of river morphology;
8.1.5. planned infrastructure projects and measures aimed at reducing their impact on the state of surface waters;
8.2. groundwater:
8.2.1. measures aimed at reducing pollution (diffuse and point sources);
8.2.2. measures aimed at preventing groundwater depletion;
8.2.3. planned infrastructure projects and measures aimed at reducing their impact on groundwater;
8.3. other measures (Attention! The Resolution does not contain this detail!)
8.3.1. Climate change (low water, droughts, floods (measures should be harmonised with the approved Flood Risk Management Plans 2022-2030)).
8.3.2. Pollution of water bodies with solid household waste, including plastic;
8.3.3 Invasive species / biological pollution;
|  | 8.3.4. Impact of military operations (only measures not included in measures 8.1.1.-8.3.3.) | text
4 | Type(s) of measure(s) (KTM), according to EU WFD Reporting Guideline 35 | One of our measures (CMU) can be matched by several KTMs, for example, our 8.1. is matched by several KTM measures: 1, 4, 13, 16, 21, 22, 25. There is currently no need to fill in this field. | text
5 | Name of the event or a very general description |  | text
6 | More detailed description of the event | Depending on the name of the event, the description will be different. If it is a measure:Construction/reconstruction/modernisation of sewage treatment plants follows 1. Balance holder: name 2. EDRPOU code: Х 3. Water user code: Х 4. Information on the operation of the WWTP (as of 01.01.2023) discharged waste water per year, thousand cubic metres - Total: Х - without treatment: Х - insufficiently treated: Х - normatively clean (without cleaning): Х - normatively treated at treatment plants: Х - biological treatment: Х - physical and chemical treatment: Х - capacity of treatment facilities, after which the waste water is discharged into water bodies: Х including those that provide regulatory treatment: Х capacity of treatment facilities, after treatment of which the return (waste) water is discharged to irrigation fields, terrain, filtration fields, storage tanks and cesspools: X , etc. (additional information) | text
7 | Technical details/details (where relevant) | 1. Number of sewage treatment systems (STS) - fact - plan2. Method of wastewater treatment - actual - MECH (mechanical) /BIO (biological) - plan - MECH(1)/BIO(2)/TRO (tertiary)3. Capacity of the facilities after which wastewater is discharged to the WWTP - actual - X thousand m3/day (X million m3/year) - plan - X thousand m3/day (X million m3/year)4. Residual sludge (sludge) - actual - untreated (storage) - plan - treatment (partial processing)5. Stormwater drainage (SW) - collector-drainage water (rain and melt) - fact - mechanical treatment (CD/mech) - plan - additional treatment (CD/MECH/BIO), development of a stormwater management plan.6. Access to sanitation (connection of the population to the SWS (%) number of subscribers (population) of the territorial community (TC) - actual - X% / X thousand people - plan - X% / X thousand people7. Climate neutrality - actual - use of outdated pumping equipment - plan - replacement of equipment, solar panels, etc. etc. (additional information) | text
8 | Name of the entity, form of ownership | form of ownership, for example, communal | text
9 | Is the event a restoration of wartime destruction (consequences of hostilities): physical destruction, disruption of the technological process?Yes/No |  | text
10 | Number of people affected by the event | It will primarily relate to measures related to the reconstruction or construction of WWTPs. If there are calculations or estimates of the population, insert a figure, otherwise write "0". | number
11 | Name of the river basin |  | text
12 | Name of the river sub-basin |  | text
13 | Area name |  | text
14 | Name of the district (including new changes / consolidation) |  | text
15 | Name of the territorial community |  | text
16 | Natural categories - river, lakes, transitional, coastal or artificial, significantly modified | For surface water - write the category of MWR, for groundwater - just indicate MWR | text
17 | Array code or codes, according to the Geoportal | There may be 2 or more issues in different IPOs | text
18 | Whether there is a risk of not achieving good condition of the array, according to the assessment (section 2 of the RBMP)At risk / No risk |  | text
19 | Ecological status of the MWR or quantitative status of the MWR according to monitoring data (Section 4 of the RBMP) |  | text
20 | Chemical state of WRM or WRMPs according to monitoring data (Section 4 of the RBMP) |  | text
21 | Type and name of the area to be protected |  | text
22 | Unit of measurement, e.g.m3/day, hectare, population,m3, km | Mark "+ the unit of measurement that applies to the measure (for example, for the measure on Reconstruction of sewage treatment plants, put "+ opposite m3/day | text
23 | Number of units of planned activity |  | number
24 | Investment cost per unit, e.g.m3/day, hectare, population,m3, km |  | number
25 | Number of units multiplied by the cost of investment per unit | 23 column * 24 column | number
26 | Unit cost of operation and maintenance (average per unit per year) |  | number
27 | Unit cost of operation and maintenance multiplied by 6 (years) |  | number
28 | Sum of investment cost and operation and maintenance cost | 25 column + 27 column | number
29 | Indicate the date on which the value was calculated | This will make it possible to take into account inflation and calculate the budget in Euros | text
30 | Which programme the event is related to (e.g., the national programme XXX, the international programme for post-war reconstruction of Ukraine...) |  | text
31 | What sources of funding will be used (e.g. state budget, local budget, EU financial instruments, donors, grants) |  | text
32 | Name of the organisation responsible for the implementation; the actual Customer of the work |  | text
33 | Timeframe for implementation of the measure, year/month |  | text
34 | Priority ranking from 1 (high) to 3 (low) |  | text
35 | Additional important information, including the valuation |  | number
36 | Name of the business entity (authority, respondent), surname |  | text
37 | Date of submission of the proposal |  | text

## Letter1
Tarashanskaya TG | 10.1
Tereblechenskaya TG | 10.2
Toporivska TG | 10.5
Toporivska TG | 10.6
Office of the State Agency of Land Reclamation and Fisheries in Chernivtsi Oblast | 11.5
Khotynska TG | 11.9
Khotynska TG | 12.4
Chagorskaya TG | 12.9
Chagorska TG | 16.1
Chagorskaya TG | 20
Yuriy Fedkovych Chernivtsi National University | 55.8
Chudeyskaya TG | 260
Chudeyskaya TG | 739.4
Chudeyskaya TG | 760
Yaremche TG | 1170
Yaremche TG | 1170